## Operating
Inventory of Operating Generators as of September 2026
Entity ID | Entity Name | Plant ID | Plant Name | Google Map | Bing Map | Plant State | County | Balancing Authority Code | Sector | Generator ID | Unit Code | Nameplate Capacity (MW) | Net Summer Capacity (MW) | Net Winter Capacity (MW) | Technology | Energy Source Code | Prime Mover Code | Operating Month | Operating Year | Planned Retirement Month | Planned Retirement Year | Status | Nameplate Energy Capacity (MWh) | DC Net Capacity (MW) | Planned Derate Year | Planned Derate Month | Planned Derate of Summer Capacity (MW) | Planned Uprate Year | Planned Uprate Month | Planned Uprate of Summer Capacity (MW) | Planned Repower Year | Planned Repower Month | Other Modification Year | Other Modification Month | Latitude | Longitude
63560 | Sand Point Generating, LLC | 1 | Sand Point | Map | Map | AK | Aleutians East |  | Electric Utility | 1 |  | 0.9 | 0.4 | 0.4 | Petroleum Liquids | DFO | IC | 12 | 2000 |  |  | (SB) Standby/Backup: available for service but not normally used | [12 empty] | 55.3397 | -160.4972
63560 | Sand Point Generating, LLC | 1 | Sand Point | Map | Map | AK | Aleutians East |  | Electric Utility | 2 |  | 0.9 | 0.3 | 0.3 | Petroleum Liquids | DFO | IC | 12 | 2000 |  |  | (OP) Operating | [12 empty] | 55.3397 | -160.4972
63560 | Sand Point Generating, LLC | 1 | Sand Point | Map | Map | AK | Aleutians East |  | Electric Utility | 3 |  | 0.5 | 0.3 | 0.3 | Petroleum Liquids | DFO | IC | 12 | 2010 |  |  | (OP) Operating | [12 empty] | 55.3397 | -160.4972
63560 | Sand Point Generating, LLC | 1 | Sand Point | Map | Map | AK | Aleutians East |  | Electric Utility | 5.1 |  | 0.4 | 0.3 | 0.3 | Petroleum Liquids | DFO | IC | 2 | 2023 |  |  | (OP) Operating | [12 empty] | 55.3397 | -160.4972
63560 | Sand Point Generating, LLC | 1 | Sand Point | Map | Map | AK | Aleutians East |  | Electric Utility | WT1 |  | 0.5 | 0.1 | 0.1 | Onshore Wind Turbine | WND | WT | 10 | 2011 |  |  | (OS) Out of service and NOT expected to return to service in next calendar year | [12 empty] | 55.3397 | -160.4972
63560 | Sand Point Generating, LLC | 1 | Sand Point | Map | Map | AK | Aleutians East |  | Electric Utility | WT2 |  | 0.5 | 0.3 | 0.3 | Onshore Wind Turbine | WND | WT | 10 | 2011 |  |  | (OS) Out of service and NOT expected to return to service in next calendar year | [12 empty] | 55.3397 | -160.4972
195 | Alabama Power Co | 2 | Bankhead Dam | Map | Map | AL | Tuscaloosa | SOCO | Electric Utility | 1 |  | 53.9 | 53 | 53 | Conventional Hydroelectric | WAT | HY | 7 | 1963 |  |  | (OP) Operating | [12 empty] | 33.4587 | -87.3568
195 | Alabama Power Co | 3 | Barry | Map | Map | AL | Mobile | SOCO | Electric Utility | 1 |  | 153.1 | 80 | 80 | Natural Gas Steam Turbine | NG | ST | 2 | 1954 |  |  | (OP) Operating | [12 empty] | 31.0069 | -88.0103
195 | Alabama Power Co | 3 | Barry | Map | Map | AL | Mobile | SOCO | Electric Utility | 2 |  | 153.1 | 80 | 80 | Natural Gas Steam Turbine | NG | ST | 7 | 1954 |  |  | (OP) Operating | [12 empty] | 31.0069 | -88.0103
195 | Alabama Power Co | 3 | Barry | Map | Map | AL | Mobile | SOCO | Electric Utility | 4 |  | 403.7 | 362 | 362 | Conventional Steam Coal | BIT | ST | 12 | 1969 |  |  | (OP) Operating | [12 empty] | 31.0069 | -88.0103
195 | Alabama Power Co | 3 | Barry | Map | Map | AL | Mobile | SOCO | Electric Utility | 5 |  | 788.8 | 756.5 | 756.5 | Conventional Steam Coal | BIT | ST | 10 | 1971 |  |  | (OP) Operating | [12 empty] | 31.0069 | -88.0103
195 | Alabama Power Co | 3 | Barry | Map | Map | AL | Mobile | SOCO | Electric Utility | A1CT | G521 | 170.1 | 184.4 | 194.5 | Natural Gas Fired Combined Cycle | NG | CT | 5 | 2000 |  |  | (OP) Operating | [12 empty] | 31.0069 | -88.0103
195 | Alabama Power Co | 3 | Barry | Map | Map | AL | Mobile | SOCO | Electric Utility | A1CT2 | G521 | 170.1 | 184.4 | 194.5 | Natural Gas Fired Combined Cycle | NG | CT | 5 | 2000 |  |  | (OP) Operating | [12 empty] | 31.0069 | -88.0103
195 | Alabama Power Co | 3 | Barry | Map | Map | AL | Mobile | SOCO | Electric Utility | A1ST | G521 | 195.2 | 200 | 205 | Natural Gas Fired Combined Cycle | NG | CA | 5 | 2000 |  |  | (OP) Operating | [12 empty] | 31.0069 | -88.0103
195 | Alabama Power Co | 3 | Barry | Map | Map | AL | Mobile | SOCO | Electric Utility | A2C1 | G522 | 170.1 | 186.2 | 190 | Natural Gas Fired Combined Cycle | NG | CT | 5 | 2000 |  |  | (OP) Operating | [12 empty] | 31.0069 | -88.0103
195 | Alabama Power Co | 3 | Barry | Map | Map | AL | Mobile | SOCO | Electric Utility | A2C2 | G522 | 170.1 | 186.2 | 190 | Natural Gas Fired Combined Cycle | NG | CT | 5 | 2000 |  |  | (OP) Operating | [12 empty] | 31.0069 | -88.0103
195 | Alabama Power Co | 3 | Barry | Map | Map | AL | Mobile | SOCO | Electric Utility | A2ST | G522 | 195.2 | 195 | 200 | Natural Gas Fired Combined Cycle | NG | CA | 5 | 2000 |  |  | (OP) Operating | [12 empty] | 31.0069 | -88.0103
195 | Alabama Power Co | 3 | Barry | Map | Map | AL | Mobile | SOCO | Electric Utility | A3C1 | G523 | 464 | 385 | 443 | Natural Gas Fired Combined Cycle | NG | CT | 11 | 2023 |  |  | (OP) Operating | [12 empty] | 31.0069 | -88.0103
195 | Alabama Power Co | 3 | Barry | Map | Map | AL | Mobile | SOCO | Electric Utility | A3ST | G523 | 310 | 300 | 300 | Natural Gas Fired Combined Cycle | NG | CA | 11 | 2023 |  |  | (OP) Operating | [12 empty] | 31.0069 | -88.0103
195 | Alabama Power Co | 4 | Walter Bouldin Dam | Map | Map | AL | Elmore | SOCO | Electric Utility | 1 |  | 75 | 74.7 | 74.7 | Conventional Hydroelectric | WAT | HY | 7 | 1967 |  |  | (OP) Operating | [12 empty] | 32.5839 | -86.2831
5701 | El Paso Electric Co | 9 | Copper | Map | Map | TX | El Paso | EPE | Electric Utility | 1 |  | 86.9 | 63 | 65 | Natural Gas Fired Combustion Turbine | NG | GT | 7 | 1980 | 12 | 2030 | (OP) Operating | [12 empty] | 31.7569 | -106.375
29305 | City of Madelia - (MN) | 30 | Madelia | Map | Map | MN | WATONWAN | MISO | Electric Utility | 1 |  | 3.1 | 3.1 | 3.1 | Petroleum Liquids | DFO | IC | 5 | 2001 |  |  | (OP) Operating | [12 empty] | 44.0501 | -94.4178
13402 | Nevada Irrigation District | 34 | Rollins | Map | Map | CA | Placer | CISO | IPP Non-CHP | 1P |  | 12.1 | 12.1 | 12.1 | Conventional Hydroelectric | WAT | HY | 8 | 1980 |  |  | (OP) Operating | [12 empty] | 39.1343 | -120.9533
18642 | Tennessee Valley Authority | 46 | Browns Ferry | Map | Map | AL | Limestone | TVA | Electric Utility | 1 |  | 1281 | 1227.4 | 1254.8 | Nuclear | NUC | ST | 8 | 1974 |  |  | (OP) Operating | [12 empty] | 34.7042 | -87.1189
5580 | East Kentucky Power Coop, Inc | 54 | J K Smith | Map | Map | KY | Clark | PJM | Electric Utility | GT1 |  | 119 | 110 | 135 | Natural Gas Fired Combustion Turbine | NG | GT | 3 | 1999 |  |  | (OP) Operating | [12 empty] | 37.8833 | -84.1017
40606 | City of Grand Island - (NE) | 59 | Platte | Map | Map | NE | Hall | SWPP | Electric Utility | 1 |  | 109.8 | 100 | 100 | Conventional Steam Coal | SUB | ST | 12 | 1982 |  |  | (OP) Operating | [12 empty] | 40.8548 | -98.3482
15296 | New York Power Authority | 88 | Ashokan | Map | Map | NY | Ulster | NYIS | Electric Utility | 1 |  | 2.3 | 4.6 | 4.6 | Conventional Hydroelectric | WAT | HY | 11 | 1982 |  |  | (OP) Operating | [12 empty] | 41.949 | -74.2063
15500 | Puget Sound Energy Inc | 99 | Frederickson | Map | Map | WA | Pierce | PSEI | Electric Utility | 1 |  | 88.9 | 67 | 81.1 | Natural Gas Fired Combustion Turbine | NG | GT | 11 | 1981 |  |  | (OP) Operating | [12 empty] | 47.0797 | -122.365
16572 | Salt River Project | 100 | South Consolidated | Map | Map | AZ | Maricopa | SRP | Electric Utility | SC1 |  | 1.4 | 1.4 | 1.4 | Conventional Hydroelectric | WAT | HY | 9 | 1981 |  |  | (OS) Out of service and NOT expected to return to service in next calendar year | [12 empty] | 33.4665 | -111.7811
17609 | Southern California Edison Co | 104 | J S Eastwood | Map | Map | CA | Fresno | CISO | Electric Utility | 1 |  | 199.8 | 199.8 | 199.8 | Hydroelectric Pumped Storage | WAT | PS | 12 | 1987 |  |  | (OP) Operating | [12 empty] | 37.1479 | -119.2567
18315 | Sunflower Electric Power Corp | 108 | Holcomb | Map | Map | KS | Finney | SWPP | Electric Utility | 1 |  | 348.7 | 358.9 | 358.9 | Conventional Steam Coal | SUB | ST | 8 | 1983 |  |  | (OP) Operating | [12 empty] | 37.9308 | -100.9725
24211 | Tucson Electric Power Co | 126 | H Wilson Sundt Generating Station | Map | Map | AZ | Pima | TEPC | Electric Utility | RIC1 |  | 18.8 | 18.2 | 18.7 | Natural Gas Internal Combustion Engine | NG | IC | 3 | 2020 |  |  | (OP) Operating | [12 empty] | 32.16 | -110.9047
17543 | South Carolina Public Service Authority | 130 | Cross | Map | Map | SC | Berkeley | SC | Electric Utility | 1 |  | 591.4 | 580 | 585 | Conventional Steam Coal | BIT | ST | 5 | 1995 |  |  | (OP) Operating | [12 empty] | 33.3715 | -80.1132
21554 | Seminole Electric Cooperative Inc | 136 | Seminole (FL) | Map | Map | FL | Putnam | SEC | Electric Utility | 2 |  | 714.6 | 634 | 640 | Conventional Steam Coal | BIT | ST | 12 | 1984 |  |  | (OP) Operating | [12 empty] | 29.7331 | -81.6328
16572 | Salt River Project | 141 | Agua Fria | Map | Map | AZ | Maricopa | SRP | Electric Utility | AFSB1 |  | 25 | 25 | 25 | Batteries | MWH | BA | 9 | 2021 |  |  | (OP) Operating | 100 | [11 empty] | 33.5561 | -112.2153
16572 | Salt River Project | 141 | Agua Fria | Map | Map | AZ | Maricopa | SRP | Electric Utility | PV-3 |  | 0.2 | 0.2 | 0.2 | Solar Photovoltaic | SUN | PV | 6 | 2001 |  |  | (OP) Operating |  | 0.3 | [8 empty] | 2031 | 3 | 33.5561 | -112.2153
16572 | Salt River Project | 145 | Horse Mesa | Map | Map | AZ | Maricopa | SRP | Electric Utility | HM3 |  | 11.7 | 10 | 10 | Conventional Hydroelectric | WAT | HY | 4 | 1927 |  |  | (OA) Out of service but expected to return to service in next calendar year | [12 empty] | 33.5907 | -111.344
2518 | U S Bureau of Reclamation | 154 | Hoover Dam (NV) | Map | Map | NV | Clark | WALC | Electric Utility | N0 |  | 2.4 | 2.4 | 2.4 | Conventional Hydroelectric | WAT | HY | 9 | 1936 |  |  | (OP) Operating | [12 empty] | 36.0155 | -114.738
8366 | Heber Light & Power Company | 159 | Lake Creek Dam | Map | Map | UT | Wasatch | PACE | Electric Utility | 1 |  | 1.5 | 1 | 1 | Conventional Hydroelectric | WAT | HY | 5 | 1981 |  |  | (OP) Operating | [12 empty] | 40.4936 | -111.3125
7490 | Grand River Dam Authority | 165 | GREC | Map | Map | OK | Mayes | SWPP | Electric Utility | 2 |  | 594 | 478.9 | 487 | Conventional Steam Coal | SUB | ST | 10 | 1985 |  |  | (OP) Operating | [12 empty] | 36.1903 | -95.2894
814 | Entergy Arkansas LLC | 166 | Carpenter | Map | Map | AR | Garland | MISO | Electric Utility | 1 |  | 28 | 30.1 | 30.1 | Conventional Hydroelectric | WAT | HY | 1 | 1932 |  |  | (OP) Operating | [12 empty] | 34.4425 | -93.0262
55951 | Constellation Nuclear | 204 | Clinton Power Station | Map | Map | IL | DeWitt | MISO | IPP Non-CHP | 1 |  | 1138.3 | 1082.9 | 1107.1 | Nuclear | NUC | ST | 11 | 1987 |  |  | (OP) Operating | [12 empty] | 40.1719 | -88.8339
7160 | Geysers Power Co LLC | 286 | Geysers Unit 5-20 | Map | Map | CA | Sonoma | CISO | IPP Non-CHP | U11 |  | 118.8 | 68 | 68 | Geothermal | GEO | ST | 12 | 1975 |  |  | (OP) Operating | [12 empty] | 38.777 | -122.745
15466 | Public Service Co of Colorado | 464 | Alamosa | Map | Map | CO | Alamosa | PSCO | Electric Utility | CT1 |  | 26.6 | 13 | 17 | Natural Gas Fired Combustion Turbine | NG | GT | 6 | 1973 | 12 | 2030 | (OP) Operating | [12 empty] | 37.4594 | -105.8947
2518 | U S Bureau of Reclamation | 505 | Boysen | Map | Map | WY | Fremont | WAUW | Electric Utility | 1 |  | 7.5 | 8.6 | 8.6 | Conventional Hydroelectric | WAT | HY | 8 | 1952 |  |  | (OP) Operating | [12 empty] | 43.4179 | -108.1775
54895 | FirstLight Power Resources Services LLC | 539 | Rocky River (CT) | Map | Map | CT | Litchfield | ISNE | IPP Non-CHP | 1 |  | 3.5 | 2 | 2 | Hydroelectric Pumped Storage | WAT | PS | 1 | 1929 |  |  | (OP) Operating | [12 empty] | 41.5826 | -73.4349
58185 | FirstLight Power Resources, Inc. - MA | 547 | Northfield Mountain | Map | Map | MA | Franklin | ISNE | IPP Non-CHP | 1 |  | 292 | 292 | 292 | Hydroelectric Pumped Storage | WAT | PS | 2 | 1973 |  |  | (OP) Operating | [12 empty] | 42.6107 | -72.4716
20169 | Avista Corp | 550 | Kettle Falls Generating Station | Map | Map | WA | Stevens | AVA | Electric Utility | 1 |  | 50.7 | 50 | 50.7 | Wood/Wood Waste Biomass | WDS | ST | 12 | 1983 |  |  | (OP) Operating | [12 empty] | 48.6203 | -118.1111
6204 | City of Farmington - (NM) | 584 | Navajo Dam | Map | Map | NM | San Juan | WACM | Electric Utility | 1 |  | 15 | 15 | 15 | Conventional Hydroelectric | WAT | HY | 1 | 1989 |  |  | (OP) Operating | [12 empty] | 36.8061 | -107.6131
2548 | City of Burlington Electric - (VT) | 589 | J C McNeil | Map | Map | VT | Chittenden | ISNE | Electric Utility | 1 |  | 59.5 | 52 | 54 | Wood/Wood Waste Biomass | WDS | ST | 6 | 1984 |  |  | (OP) Operating | [12 empty] | 44.4917 | -73.2081
56609 | Calpine Mid-Atlantic Generation LLC | 591 | Christiana | Map | Map | DE | New Castle | PJM | IPP Non-CHP | CH11 |  | 27.5 | 25 | 25 | Petroleum Liquids | DFO | GT | 6 | 1973 |  |  | (SB) Standby/Backup: available for service but not normally used | [12 empty] | 39.7302 | -75.5371
60421 | Brandon Shores LLC | 602 | Brandon Shores | Map | Map | MD | Anne Arundel | PJM | IPP Non-CHP | 1 |  | 685.1 | 635 | 635 | Conventional Steam Coal | BIT | ST | 5 | 1984 | 6 | 2029 | (OP) Operating | [12 empty] | 39.1821 | -76.5371
6452 | Florida Power & Light Co | 643 | Lansing Smith | Map | Map | FL | Bay | FPL | Electric Utility | 3A | G180 | 203.2 |  |  | Natural Gas Fired Combined Cycle | NG | CT | 4 | 2002 |  |  | (OP) Operating | [12 empty] | 30.2686 | -85.7003
6452 | Florida Power & Light Co | 643 | Lansing Smith | Map | Map | FL | Bay | FPL | Electric Utility | 3B | G180 | 203.2 |  |  | Natural Gas Fired Combined Cycle | NG | CT | 4 | 2002 |  |  | (OP) Operating | [12 empty] | 30.2686 | -85.7003
7140 | Georgia Power Co | 649 | Vogtle | Map | Map | GA | Burke | SOCO | Electric Utility | 1 |  | 1215 | 1150 | 1150 | Nuclear | NUC | ST | 5 | 1987 |  |  | (OP) Operating | [12 empty] | 33.1427 | -81.7625
19150 | Trenton Municipal Utilities - (MO) | 698 | Trenton North | Map | Map | MO | Grundy | SWPP | Electric Utility | 1 |  | 2.7 | 2.7 | 2.7 | Petroleum Liquids | DFO | IC | 6 | 1974 |  |  | (OP) Operating | [12 empty] | 40.0786 | -93.635
19547 | Hawaiian Electric Co Inc | 765 | Kahe | Map | Map | HI | Honolulu |  | Electric Utility | K1 |  | 81.6 | 77.9 | 77.9 | Petroleum Liquids | RFO | ST | 3 | 1963 |  |  | (OP) Operating | [12 empty] | 21.3564 | -158.1289
9187 | City of Idaho Falls - (ID) | 790 | Gem State | Map | Map | ID | Bonneville | PACE | Electric Utility | 1 |  | 23.4 | 23.4 | 23.4 | Conventional Hydroelectric | WAT | HY | 11 | 1988 |  |  | (OP) Operating | [12 empty] | 43.4202 | -112.1019
39006 | Brookfield White Pine Hydro LLC | 805 | Charles E Monty | Map | Map | ME | Androscoggin | ISNE | IPP Non-CHP | M-1 |  | 14.2 | 14 | 14 | Conventional Hydroelectric | WAT | HY | 1 | 1990 |  |  | (OP) Operating | [12 empty] | 44.0995 | -70.2208
9269 | Indiana-Kentucky Electric Corp | 983 | Clifty Creek | Map | Map | IN | Jefferson | PJM | Electric Utility | 1 |  | 217.3 | 195.5 | 199.7 | Conventional Steam Coal | BIT | ST | 2 | 1955 |  |  | (OP) Operating | [12 empty] | 38.7378 | -85.4206
15470 | Duke Energy Indiana, LLC | 1004 | Edwardsport | Map | Map | IN | Knox | MISO | Electric Utility | CT1 | 0001 | 240.6 |  |  | Natural Gas Fired Combined Cycle | NG | CT | 6 | 2013 |  |  | (OP) Operating | [12 empty] | 38.8067 | -87.2472
15470 | Duke Energy Indiana, LLC | 1004 | Edwardsport | Map | Map | IN | Knox | MISO | Electric Utility | ST | 0001 | 331.5 | 555 | 578 | Coal Integrated Gasification Combined Cycle | SGC | CA | 6 | 2013 |  |  | (OP) Operating | [12 empty] | 38.8067 | -87.2472
6235 | Fayetteville Public Works Commission | 1016 | Butler-Warner Generation Plant | Map | Map | NC | Cumberland | CPLE | Electric Utility | 1 | CC1 | 28.8 | 20 | 25 | Natural Gas Fired Combined Cycle | NG | CT | 12 | 1976 |  |  | (OP) Operating | [12 empty] | 35.0986 | -78.8294
67398 | Zero6 Energy Hydro | 1067 | Iowa Hydro LLC | Map | Map | IA | Jackson | MISO | IPP Non-CHP | 1 |  | 0.6 | 0.6 | 0.6 | Conventional Hydroelectric | WAT | HY | 1 | 1924 |  |  | (OP) Operating | [12 empty] | 42.07 | -90.6977
11241 | Entergy Louisiana LLC | 1391 | Louisiana 1 | Map | Map | LA | East Baton Rouge | MISO | Industrial CHP | 1A |  | 23 | 18 | 18 | Other Gases | OG | ST | 10 | 1951 |  |  | (OP) Operating | [12 empty] | 30.4922 | -91.1864
11241 | Entergy Louisiana LLC | 1393 | R S Nelson | Map | Map | LA | Calcasieu | MISO | Electric Utility | 1 |  | 113.6 | 97.2 | 109 | Petroleum Coke | PC | ST | 2 | 1959 |  |  | (OP) Operating | [12 empty] | 30.2844 | -93.2911
4254 | Consumers Energy Co - (MI) | 1693 | Alcona | Map | Map | MI | Alcona | MISO | Electric Utility | 1 |  | 4 | 1.4 | 1.5 | Conventional Hydroelectric | WAT | HY | 1 | 1924 |  |  | (OP) Operating | [12 empty] | 44.562 | -83.8045
13781 | Northern States Power Co - Minnesota | 1756 | Saxon Falls | Map | Map | WI | Iron | MISO | Electric Utility | 1 |  | 0.8 | 0.5 | 0.5 | Conventional Hydroelectric | WAT | HY | 1 | 1913 | 12 | 2064 | (OP) Operating | [12 empty] | 46.5392 | -90.3742
13781 | Northern States Power Co - Minnesota | 1926 | Red Wing | Map | Map | MN | Goodhue | MISO | Electric Utility | 1 |  | 11.5 | 9 | 9 | Municipal Solid Waste | MSW | ST | 10 | 1949 | 12 | 2037 | (OP) Operating | [12 empty] | 44.5692 | -92.5169
12686 | Mississippi Power Co | 2047 | Chevron Oil | Map | Map | MS | Jackson | SOCO | Electric Utility | 1 |  | 16.6 | 17 | 18 | Natural Gas Fired Combustion Turbine | NG | GT | 7 | 1967 |  |  | (OP) Operating | [12 empty] | 30.34 | -88.4919
4045 | City of Columbia - (MO) | 2123 | Columbia (MO) | Map | Map | MO | Boone | MISO | Electric Utility | LF1 |  | 1 | 1 | 1 | Landfill Gas | LFG | IC | 6 | 2008 |  |  | (OP) Operating | [12 empty] | 38.9646 | -92.3168
12199 | Montana-Dakota Utilities Co | 2176 | Glendive GT | Map | Map | MT | Dawson | MISO | Electric Utility | GT-2 |  | 43 | 40.1 | 43.2 | Natural Gas Fired Combustion Turbine | NG | GT | 5 | 2003 |  |  | (OP) Operating | [12 empty] | 47.0539 | -104.74
61122 | Great River Hydro, LLC | 2349 | Comerford | Map | Map | NH | Grafton | ISNE | IPP Non-CHP | GEN1 |  | 22 | 22.5 | 22.5 | Conventional Hydroelectric | WAT | HY | 9 | 1930 |  |  | (OP) Operating | [12 empty] | 44.3251 | -72.001
63034 | Sayreville Power, LLC | 2390 | Sayreville | Map | Map | NJ | Middlesex | PJM | IPP Non-CHP | GT1 |  | 53 | 53.8 | 70 | Natural Gas Fired Combustion Turbine | NG | GT | 3 | 1972 |  |  | (OP) Operating | [12 empty] | 40.4765 | -74.3523
12199 | Montana-Dakota Utilities Co | 2790 | R M Heskett | Map | Map | ND | Morton | MISO | Electric Utility | 3 |  | 88 | 88 | 101 | Natural Gas Fired Combustion Turbine | NG | GT | 8 | 2014 |  |  | (OP) Operating | [12 empty] | 46.8669 | -100.8836
61412 | Cardinal Operating Company | 2828 | Cardinal | Map | Map | OH | Jefferson | PJM | IPP Non-CHP | 1 |  | 615.2 | 585 | 595 | Conventional Steam Coal | BIT | ST | 2 | 1967 |  |  | (OP) Operating | [12 empty] | 40.2522 | -80.6486
9191 | Idaho Power Co | 3013 | Hells Canyon | Map | Map | OR | Wallowa | IPCO | Electric Utility | 1 |  | 130.5 | 151.2 | 147.8 | Conventional Hydroelectric | WAT | HY | 12 | 1967 |  |  | (OP) Operating | [12 empty] | 45.2439 | -116.7008
63032 | Brunot Island Power, LLC | 3096 | Brunot Island | Map | Map | PA | Allegheny | PJM | IPP Non-CHP | 1A |  | 25.5 | 18.1 | 15 | Petroleum Liquids | DFO | GT | 3 | 1972 |  |  | (OP) Operating | [12 empty] | 40.4649 | -80.0438
63350 | Manchester Street, LLC. | 3236 | Manchester Street | Map | Map | RI | Providence | ISNE | IPP Non-CHP | G10A | 0321 | 125 | 110.1 | 115.6 | Natural Gas Fired Combined Cycle | NG | CT | 11 | 1995 |  |  | (OP) Operating | [12 empty] | 41.8167 | -71.4042
19545 | Black Hills Power, Inc. | 3325 | Ben French | Map | Map | SD | Pennington | WACM | Electric Utility | 1 |  | 2 | 2 | 2 | Petroleum Liquids | DFO | IC | 7 | 1965 | 9 | 2027 | (OP) Operating | [12 empty] | 44.0872 | -103.261
18642 | Tennessee Valley Authority | 3393 | Allen | Map | Map | TN | Shelby | TVA | Electric Utility | CTG1 | CC1 | 347 | 311.9 | 330.3 | Natural Gas Fired Combined Cycle | NG | CT | 4 | 2018 |  |  | (OP) Operating | [12 empty] | 35.0741 | -90.1487
733 | Appalachian Power Co | 3772 | Buck Hydro | Map | Map | VA | Carroll | PJM | Electric Utility | 1 |  | 2.8 | 3 | 5.3 | Conventional Hydroelectric | WAT | HY | 1 | 1912 |  |  | (OP) Operating | [12 empty] | 36.8082 | -80.9387
733 | Appalachian Power Co | 3935 | John E Amos | Map | Map | WV | Putnam | PJM | Electric Utility | 1 |  | 816.3 | 800 | 800 | Conventional Steam Coal | BIT | ST | 9 | 1971 |  |  | (OP) Operating | [12 empty] | 38.4731 | -81.8233
189 | PowerSouth Energy Cooperative | 7063 | McIntosh (AL) | Map | Map | AL | Washington | SOCO | Electric Utility | 1 |  | 110 | 25 | 25 | Natural Gas with Compressed Air Storage | NG | CE | 6 | 1991 |  |  | (OP) Operating | 110 | [11 empty] | 31.2546 | -88.0299
9383 | Mosaic Fertilizer LLC | 10004 | Mosaic South Pierce Operations | Map | Map | FL | Polk | TEC | Industrial CHP | TG2 |  | 38 | 33 | 33 | All Other | WH | ST | 1 | 1992 |  |  | (OP) Operating | [12 empty] | 27.7652 | -81.9388
5901 | Encina Joint Powers Authority | 10026 | Encina Water Pollution Control | Map | Map | CA | San Diego | CISO | Commercial Non-CHP | EG10 |  | 0.8 | 0.8 | 0.8 | Other Waste Biomass | OBG | IC | 11 | 2008 |  |  | (OP) Operating | [12 empty] | 33.1165 | -117.3215
65384 | Cartier Energy, LLC | 52061 | Hartford Hospital Cogeneration | Map | Map | CT | Hartford | ISNE | Commercial CHP | GEN4 |  | 1.4 | 1.4 | 1.4 | Other Natural Gas | NG | FC | 5 | 2014 | 6 | 2029 | (OP) Operating | [12 empty] | 41.7631 | -72.6733
55744 | Acciona Solar Power | 56405 | Nevada Solar One | Map | Map | NV | Clark | NEVP | IPP Non-CHP | ONE |  | 75.7 | 68.5 | 40 | Solar Thermal without Energy Storage | SUN | ST | 6 | 2007 |  |  | (OP) Operating | [12 empty] | 35.7998 | -114.9817
56023 | Arizona Solar One LLC | 56812 | Solana Generating Station | Map | Map | AZ | Maricopa | AZPS | IPP Non-CHP | GEN 1 |  | 140 | 147.8 | 147.8 | Solar Thermal with Energy Storage | SUN | CP | 10 | 2013 |  |  | (OP) Operating | [12 empty] | 32.9223 | -112.9559
61978 | Convergent Energy and Power LP | 57710 | Stephentown Spindle | Map | Map | NY | Rensselaer | NYIS | IPP Non-CHP | SRS1 |  | 20 | 20 | 20 | Flywheels | MWH | FW | 1 | 2011 |  |  | (OP) Operating | 15 | [11 empty] | 42.5565 | -73.3775
57103 | US GSA Heating and Transmission | 57788 | US GSA Heating and Transmission | Map | Map | DC | District of Columbia | PJM | Commercial CHP | TG1 |  | 5.4 | 4.5 | 5 | Natural Gas Fired Combustion Turbine | NG | GT | 7 | 2004 |  |  | (OP) Operating | [12 empty] | 38.8857 | -77.0284
57406 | Deepwater Wind Block Island LLC | 58035 | Block Island Wind Farm | Map | Map | RI | Washington | ISNE | IPP Non-CHP | BIWF |  | 30 | 29.3 | 29.3 | Offshore Wind Turbine | WND | WS | 12 | 2016 |  |  | (OP) Operating | [12 empty] | 41.1147 | -71.5211
61227 | Nautilus Solar Solutions | 70578 | Carroll County MD Solar LLC | Map | Map | MD | Carroll | PJM | IPP Non-CHP | 19132 |  | 5 | 5 | 5 | Solar Photovoltaic | SUN | PV | 9 | 2025 |  |  | (OP) Operating | [12 empty] | 39.5836 | -76.8493
NOTES: Capacity from facilities with a total generator nameplate capacity less than 1 MW are excluded from this report. This exclusion may represent a significant portion of capacity for some technologies such as solar photovoltaic generation. Links to Google Map and Bing Map were set up to connect to these sites at the time of publication of this inventory. The links may may not properly function if these sites update their protocl for accessing maps. Sources: U.S. Energy Information Administration, Form EIA-860, 'Annual Electric Generator Report' and Form EIA-860M, 'Monthly Update to the Annual Electric Generator Report.'

## Planned
Inventory of Planned Generators as of September 2026
Entity ID | Entity Name | Plant ID | Plant Name | Google Map | Bing Map | Plant State | County | Balancing Authority Code | Sector | Generator ID | Unit Code | Nameplate Capacity (MW) | Net Summer Capacity (MW) | Net Winter Capacity (MW) | Technology | Energy Source Code | Prime Mover Code | Planned Operation Month | Planned Operation Year | Status | Latitude | Longitude
61222 | 174 Power Global Corp. | 63798 | Atlas | Map | Map | AZ | La Paz | AZPS | IPP Non-CHP | ATL01 |  | 300 | 300 | 300 | Solar Photovoltaic | SUN | PV | 9 | 2026 | (V) Under construction, more than 50 percent complete | 33.9434 | -113.7917
64457 | VCP Realty, LLC | 65045 | Emery Shute Solar One | Map | Map | ME | Waldo | ISNE | IPP Non-CHP | VCP14 |  | 1 | 1 | 1 | Solar Photovoltaic | SUN | PV | 9 | 2026 | (V) Under construction, more than 50 percent complete | 44.5356 | -68.8643
66149 | Magic Mountain Parkway Solar Project 2023, LLC | 67283 | Six Flags Magic Mountain | Map | Map | CA | Los Angeles | CISO | IPP Non-CHP | 6569 |  | 10 | 10 | 10 | Solar Photovoltaic | SUN | PV | 9 | 2026 | (V) Under construction, more than 50 percent complete | 34.4282 | -118.5993
66149 | Magic Mountain Parkway Solar Project 2023, LLC | 67283 | Six Flags Magic Mountain | Map | Map | CA | Los Angeles | CISO | IPP Non-CHP | 6569B |  | 2 | 2 | 2 | Batteries | MWH | BA | 9 | 2026 | (V) Under construction, more than 50 percent complete | 34.4282 | -118.5993
66742 | Evans Creek Energy Storage LLC | 68334 | Evans Creek Energy Storage Project | Map | Map | TX | Val Verde | ERCO | IPP Non-CHP | EVCRK |  | 103 | 103 | 103 | Batteries | MWH | BA | 9 | 2026 | (V) Under construction, more than 50 percent complete | 29.746 | -101.1406
67820 | Novel Gertken Solar LLC | 69983 | Novel Gertken Solar LLC | Map | Map | MN | Stearns | MISO | IPP Non-CHP | GRTKN |  | 1 | 1 | 1 | Solar Photovoltaic | SUN | PV | 9 | 2026 | (V) Under construction, more than 50 percent complete | 45.6182 | -94.4891
63689 | Wonderful Renewable Energy, LLC. | 70372 | Lerdo Middle | Map | Map | CA | Kern | CISO | Industrial Non-CHP | LERMI |  | 2.4 | 2.4 | 2.4 | Solar Photovoltaic | SUN | PV | 9 | 2026 | (V) Under construction, more than 50 percent complete | 35.5062 | -119.162
68038 | Pacifico Bakersfield Driver LLC | 70428 | Bakersfield Driver | Map | Map | CA | Kern | CISO | IPP Non-CHP | DRIVB |  | 0.3 | 0.3 | 0.3 | Batteries | MWH | BA | 9 | 2026 | (V) Under construction, more than 50 percent complete | 35.5622 | -119.202
68038 | Pacifico Bakersfield Driver LLC | 70428 | Bakersfield Driver | Map | Map | CA | Kern | CISO | IPP Non-CHP | DRIVS |  | 1.7 | 1.7 | 1.7 | Solar Photovoltaic | SUN | PV | 9 | 2026 | (V) Under construction, more than 50 percent complete | 35.5622 | -119.202
61227 | Nautilus Solar Solutions | 70574 | Sandoval 2 | Map | Map | IL | Clinton | MISO | IPP Non-CHP | 14237 |  | 2 | 2 | 2 | Solar Photovoltaic | SUN | PV | 9 | 2026 | (L) Regulatory approvals pending. Not under construction | 38.5894 | -89.1467
7140 | Georgia Power Co | 708 | Hammond | Map | Map | GA | Floyd | SOCO | Electric Utility | 5 |  | 57.5 | 57.5 | 57.5 | Batteries | MWH | BA | 10 | 2026 | (V) Under construction, more than 50 percent complete | 34.2528 | -85.3456
5860 | Empire District Electric Co | 1239 | Riverton | Map | Map | KS | Cherokee | SWPP | Electric Utility | 13 |  | 13.5 | 13.6 | 13.6 | Natural Gas Fired Combustion Turbine | NG | GT | 10 | 2026 | (TS) Construction complete, but not yet in commercial operation | 37.0726 | -94.6987
5860 | Empire District Electric Co | 1239 | Riverton | Map | Map | KS | Cherokee | SWPP | Electric Utility | 14 |  | 13.5 | 13.6 | 13.6 | Natural Gas Fired Combustion Turbine | NG | GT | 10 | 2026 | (TS) Construction complete, but not yet in commercial operation | 37.0726 | -94.6987
9418 | City of Iola - (KS) | 1291 | Iola | Map | Map | KS | Allen | SWPP | Electric Utility | 17 |  | 2 | 2 | 2 | Petroleum Liquids | DFO | IC | 10 | 2026 | (U) Under construction, less than or equal to 50 percent complete | 37.9231 | -95.4256
9418 | City of Iola - (KS) | 1291 | Iola | Map | Map | KS | Allen | SWPP | Electric Utility | 18 |  | 2 | 2 | 2 | Petroleum Liquids | DFO | IC | 10 | 2026 | (U) Under construction, less than or equal to 50 percent complete | 37.9231 | -95.4256
9418 | City of Iola - (KS) | 1291 | Iola | Map | Map | KS | Allen | SWPP | Electric Utility | 19 |  | 2 | 2 | 2 | Petroleum Liquids | DFO | IC | 10 | 2026 | (U) Under construction, less than or equal to 50 percent complete | 37.9231 | -95.4256
9418 | City of Iola - (KS) | 1291 | Iola | Map | Map | KS | Allen | SWPP | Electric Utility | 20 |  | 2 | 2 | 2 | Petroleum Liquids | DFO | IC | 10 | 2026 | (U) Under construction, less than or equal to 50 percent complete | 37.9231 | -95.4256
14063 | Oklahoma Gas & Electric Co | 2951 | Horseshoe Lake | Map | Map | OK | Oklahoma | SWPP | Electric Utility | 11 |  | 224 | 224 | 224 | Natural Gas Fired Combustion Turbine | NG | GT | 10 | 2026 | (TS) Construction complete, but not yet in commercial operation | 35.5087 | -97.1797
14063 | Oklahoma Gas & Electric Co | 2951 | Horseshoe Lake | Map | Map | OK | Oklahoma | SWPP | Electric Utility | 12 |  | 224 | 224 | 224 | Natural Gas Fired Combustion Turbine | NG | GT | 10 | 2026 | (TS) Construction complete, but not yet in commercial operation | 35.5087 | -97.1797
13809 | NorthWestern Energy - (SD) | 3338 | Aberdeen CT | Map | Map | SD | Brown | SWPP | Electric Utility | 3 |  | 16 | 15 | 15 | Natural Gas Fired Combustion Turbine | NG | GT | 10 | 2026 | (V) Under construction, more than 50 percent complete | 45.4299 | -98.494
13491 | New York University | 54808 | New York University Central Plant | Map | Map | NY | New York | NYIS | Commercial Non-CHP | GR1 |  | 2.6 | 2.6 | 2.6 | Natural Gas Internal Combustion Engine | NG | IC | 10 | 2026 | (V) Under construction, more than 50 percent complete | 40.7899 | -73.9233
27075 | San Diego County Water Auth | 56615 | Rancho Penasquitos | Map | Map | CA | San Diego | CISO | IPP Non-CHP | G200 |  | 4.3 | 4.1 | 2.3 | Conventional Hydroelectric | WAT | HY | 10 | 2026 | (U) Under construction, less than or equal to 50 percent complete | 32.937 | -117.1137
5416 | Duke Energy Carolinas, LLC | 60434 | Baxter Creek Solar | Map | Map | NC | Davie | DUK | IPP Non-CHP | PV1 |  | 30 | 30 | 30 | Solar Photovoltaic | SUN | PV | 10 | 2026 | (V) Under construction, more than 50 percent complete | 35.8655 | -80.5531
62664 | Lock 14 Hydro Partners, LLC | 62749 | Heidelberg Hydroelectric Project | Map | Map | KY | Lee | PJM | IPP Non-CHP | 1 |  | 0.6 | 0.6 | 0.6 | Conventional Hydroelectric | WAT | HY | 10 | 2026 | (TS) Construction complete, but not yet in commercial operation | 37.5524 | -83.77
63243 | Solar Carver 3, LLC | 63506 | Solar Carver 3 Hybrid | Map | Map | MA | Plymouth | ISNE | IPP Non-CHP | BCRV3 |  | 1 | 1 | 1 | Batteries | MWH | BA | 10 | 2026 | (V) Under construction, more than 50 percent complete | 41.8421 | -70.7699
67192 | RWE Americas, LLC | 65338 | Union Ridge Solar | Map | Map | OH | Montgomery | PJM | IPP Non-CHP | UNIS1 |  | 108 | 108 | 108 | Solar Photovoltaic | SUN | PV | 10 | 2026 | (TS) Construction complete, but not yet in commercial operation | 39.9841 | -82.6413
61012 | AES Distributed Energy | 66066 | AES Waiawa Phase 2 Solar | Map | Map | HI | Honolulu | HECO | IPP Non-CHP | WAIBA |  | 30 | 30 | 30 | Batteries | MWH | BA | 10 | 2026 | (V) Under construction, more than 50 percent complete | 21.4303 | -157.9779
65588 | Mammoth South LLC | 66545 | Mammoth South Solar Project | Map | Map | IN | Pulaski | PJM | IPP Non-CHP | MMTHS |  | 300 | 300 | 300 | Solar Photovoltaic | SUN | PV | 10 | 2026 | (V) Under construction, more than 50 percent complete | 41.0953 | -86.6916
55937 | Entergy Texas Inc. | 66621 | Orange County Advanced Power Station | Map | Map | TX | Orange | MISO | Electric Utility | 1A |  | 453 | 396.6 | 428.3 | Natural Gas Fired Combined Cycle | NG | CT | 10 | 2026 | (TS) Construction complete, but not yet in commercial operation | 30.0253 | -93.8713
65741 | Hart Solar Partners, LLC | 66778 | Hart Solar Project | Map | Map | MI | Oceana | MISO | IPP Non-CHP | HS1 |  | 120 | 120 | 120 | Solar Photovoltaic | SUN | PV | 10 | 2026 | (U) Under construction, less than or equal to 50 percent complete | 43.6929 | -86.321
61060 | Cypress Creek Renewables | 67666 | Sundance (CO) | Map | Map | CO | Elbert | PSCO | IPP Non-CHP | SUNBA |  | 50 | 50 | 50 | Batteries | MWH | BA | 10 | 2026 | (U) Under construction, less than or equal to 50 percent complete | 39.4148 | -104.4481
17470 | PUD No 1 of Snohomish County - (WA) | 67669 | Arlington Battery Energy Storage System | Map | Map | WA | Snohomish | BPAT | Electric Utility | ABESS |  | 25 | 25 | 25 | Batteries | MWH | BA | 10 | 2026 | (V) Under construction, more than 50 percent complete | 48.1562 | -122.1437
66344 | Kingstree West 115 LLC | 67723 | Kingstree West 115 | Map | Map | SC | Williamsburg | CPLE | IPP Non-CHP | SOLAR |  | 74.9 | 74.9 | 74.9 | Solar Photovoltaic | SUN | PV | 10 | 2026 | (TS) Construction complete, but not yet in commercial operation | 33.694 | -79.954
68049 | Nofar USA Energy Investments and Management, LLC | 68002 | Foley Solar, LLC | Map | Map | AL | Baldwin | SOCO | IPP Non-CHP | FOLEY |  | 80 | 80 | 80 | Solar Photovoltaic | SUN | PV | 10 | 2026 | (TS) Construction complete, but not yet in commercial operation | 30.3775 | -87.7275
58468 | Dominion Renewable Energy | 68070 | Alberta Solar | Map | Map | VA | Brunswick | PJM | Electric Utility | ALBER |  | 3 | 3 | 3 | Solar Photovoltaic | SUN | PV | 10 | 2026 | (U) Under construction, less than or equal to 50 percent complete | 36.8417 | -77.9105
66870 | Delaware Ave Solar, LLC | 68195 | Delaware Ave Solar | Map | Map | DE | Kent | PJM | IPP Non-CHP | DEAVE |  | 4 | 4 | 4 | Solar Photovoltaic | SUN | PV | 10 | 2026 | (V) Under construction, more than 50 percent complete | 38.9306 | -75.5708
66658 | SR Des Arc, LLC | 68230 | SR Des Arc | Map | Map | AR | Prairie | MISO | IPP Non-CHP | DESAR |  | 4.8 | 4.8 | 4.8 | Solar Photovoltaic | SUN | PV | 10 | 2026 | (V) Under construction, more than 50 percent complete | 34.9774 | -91.5252
66726 | Nimbus Wind Farm LLC | 68319 | Nimbus Wind Farm | Map | Map | AR | Carroll | MISO | IPP Non-CHP | NIM |  | 183 | 183 | 183 | Onshore Wind Turbine | WND | WT | 10 | 2026 | (TS) Construction complete, but not yet in commercial operation | 36.2712 | -93.4068
67114 | Santa Teresa Solar | 68866 | Santa Teresa Solar | Map | Map | NM | Dona Ana | EPE | IPP Non-CHP | SAN |  | 150 | 150 | 150 | Batteries | MWH | BA | 10 | 2026 | (TS) Construction complete, but not yet in commercial operation | 31.8055 | -106.6989
67419 | Middle Road Solar Partners LLC | 69371 | Middle Road Solar Partners | Map | Map | PA | Dauphin | PJM | IPP Non-CHP | HALIF |  | 2.5 | 2.5 | 2.5 | Solar Photovoltaic | SUN | PV | 10 | 2026 | (V) Under construction, more than 50 percent complete | 40.516 | -76.937
56990 | NJR Clean Energy Ventures Corporation | 69516 | Hamms Landfill | Map | Map | NJ | Sussex | PJM | IPP Non-CHP | HAMM |  | 6 | 6 | 6 | Solar Photovoltaic | SUN | PV | 10 | 2026 | (TS) Construction complete, but not yet in commercial operation | 41.1015 | -74.6706
67489 | Walden Renewables Development LLC | 69535 | Nutes Solar | Map | Map | NH | Strafford | ISNE | IPP Non-CHP | NS1 |  | 20 | 20 | 20 | Solar Photovoltaic | SUN | PV | 10 | 2026 | (U) Under construction, less than or equal to 50 percent complete | 43.3751 | -71.023
67515 | Rock Creek Solar LLC | 69540 | Rock Creek Solar | Map | Map | IA | Clinton | MISO | IPP Non-CHP | RCS01 |  | 150 | 150 | 150 | Solar Photovoltaic | SUN | PV | 10 | 2026 | (TS) Construction complete, but not yet in commercial operation | 41.7716 | -90.3575
66783 | OneEnergy, Inc. | 69931 | Bjorn | Map | Map | WI | Barron | MISO | IPP Non-CHP | BJORN |  | 5 | 5 | 5 | Solar Photovoltaic | SUN | PV | 10 | 2026 | (V) Under construction, more than 50 percent complete | 45.3959 | -91.881
34359 | Curators of the University of Missouri | 50969 | MU Combined Heat and Power Plant | Map | Map | MO | Boone | MISO | Commercial CHP | GEN10 |  | 9 | 8 | 8 | Natural Gas Steam Turbine | NG | ST | 11 | 2026 | (V) Under construction, more than 50 percent complete | 38.9461 | -92.3328
13157 | City of Omaha - (NE) | 55027 | Papillion Creek Wastewater | Map | Map | NE | Sarpy | SWPP | Commercial CHP | 1600B |  | 2.5 | 2.4 | 2.5 | Natural Gas Internal Combustion Engine | NG | IC | 11 | 2026 | (V) Under construction, more than 50 percent complete | 41.0772 | -95.87
63331 | Organic Energy Solutions, Inc. | 63622 | OES Biogas Power | Map | Map | CA | San Bernardino | CISO | IPP CHP | OES01 |  | 1.3 | 1.3 | 1.3 | Other Waste Biomass | OBG | IC | 11 | 2026 | (TS) Construction complete, but not yet in commercial operation | 34.1733 | -117.3464
63488 | Shady Hills Energy Center, LLC | 63802 | Shady Hills Combined Cycle Facility | Map | Map | FL | Pasco | FPC | IPP Non-CHP | G001 |  | 612 | 538.3 | 574.5 | Natural Gas Fired Combined Cycle | NG | CS | 11 | 2026 | (TS) Construction complete, but not yet in commercial operation | 28.3667 | -82.5583
66027 | Orsted Wind Power North America LLC | 65500 | Revolution Wind | Map | Map | RI | Washington | ISNE | IPP Non-CHP | REVWD |  | 715 | 715 | 715 | Offshore Wind Turbine | WND | WS | 11 | 2026 | (V) Under construction, more than 50 percent complete | 41.1522 | -71.0778
65076 | HEN Infrastructure, L.L.C. | 65834 | Saddleback BESS2 | Map | Map | TX | Reeves | ERCO | IPP Non-CHP | SDBTD |  | 9.9 | 9.9 | 9.9 | All Other | OTH | IC | 11 | 2026 | (TS) Construction complete, but not yet in commercial operation | 31.3329 | -103.4984
66127 | Howard University | 67265 | CHP Plant | Map | Map | DC | District of Columbia | PJM | IPP CHP | CTG-1 | CTG1 | 5.7 | 5.3 | 5.3 | Natural Gas Fired Combustion Turbine | NG | GT | 11 | 2026 | (V) Under construction, more than 50 percent complete | 38.9203 | -77.021
67729 | Cartwright Solar II LLC | 69782 | Cartwright Solar II | Map | Map | OR | Crook | BPAT | IPP Non-CHP | CW216 |  | 17.6 | 17.6 | 17.6 | Solar Photovoltaic | SUN | PV | 11 | 2026 | (TS) Construction complete, but not yet in commercial operation | 44.244 | -120.938
67734 | ENGIE Distributed Renewables Development LLC | 69807 | Windsor Locks | Map | Map | CT | Hartford | ISNE | IPP Non-CHP | WNSRL |  | 1.8 | 1.8 | 1.8 | Solar Photovoltaic | SUN | PV | 11 | 2026 | (U) Under construction, less than or equal to 50 percent complete | 41.9281 | -72.6869
65539 | Pivot Energy | 70373 | 100a Swiss Dale Farm | Map | Map | MD | Cecil | PJM | IPP Non-CHP | SDF1A |  | 2 | 2 | 2 | Solar Photovoltaic | SUN | PV | 11 | 2026 | (V) Under construction, more than 50 percent complete | 39.662 | -76.0511
17833 | City Utilities of Springfield - (MO) | 70464 | Blackman Battery Energy Storage System | Map | Map | MO | Greene | SWPP | Electric Utility | BAT1 |  | 5 | 5 | 5 | Batteries | MWH | BA | 11 | 2026 | (T) Regulatory approvals received. Not under construction | 37.1635 | -93.2232
19436 | Union Electric Co - (MO) | 70465 | New Florence Renewable Energy Center | Map | Map | MO | Montgomery | MISO | Commercial Non-CHP | NFREC |  | 7 | 7 | 7 | Solar Photovoltaic | SUN | PV | 11 | 2026 | (P) Planned for installation, but regulatory approvals not initiated | 38.8908 | -91.4186
57313 | Tesla Inc. | 64098 | Tesla Reno GigaFactory | Map | Map | NV | Storey | NEVP | Industrial Non-CHP | 3 |  | 1 | 1 | 1 | Solar Photovoltaic | SUN | PV | 12 | 2026 | (TS) Construction complete, but not yet in commercial operation | 39.5395 | -119.4392
18642 | Tennessee Valley Authority | 64255 | Vonore Battery Energy Storage System | Map | Map | TN | Monroe | TVA | Electric Utility | VBESS |  | 20 | 20 | 20 | Batteries | MWH | BA | 12 | 2026 | (U) Under construction, less than or equal to 50 percent complete | 35.6154 | -84.2749
66012 | SR Marshall, LLC | 67134 | SR Marshall, LLC | Map | Map | MS | Marshall | TVA | IPP Non-CHP | MARSH |  | 4.8 | 4.8 | 4.8 | Solar Photovoltaic | SUN | PV | 12 | 2026 | (TS) Construction complete, but not yet in commercial operation | 34.9595 | -89.5886
66672 | SR South Bastrop, LLC | 68256 | SR South Bastrop | Map | Map | LA | Morehouse | MISO | IPP Non-CHP | SBAST |  | 4.8 | 4.8 | 4.8 | Solar Photovoltaic | SUN | PV | 12 | 2026 | (U) Under construction, less than or equal to 50 percent complete | 32.7475 | -91.9109
67543 | Essex VT BESS 1 LLC | 69602 | Essex VT BESS 1 | Map | Map | VT | Chittenden | ISNE | IPP Non-CHP | 90918 |  | 16 | 16 | 16 | Batteries | MWH | BA | 12 | 2026 | (U) Under construction, less than or equal to 50 percent complete | 44.4837 | -73.1072
67717 | Northern Divide Energy Storage, LLC | 69809 | Northern Divide Energy Storage | Map | Map | ND | Burke | SWPP | IPP Non-CHP | 5756 |  | 100 | 100 | 100 | Batteries | MWH | BA | 12 | 2026 | (V) Under construction, more than 50 percent complete | 48.7699 | -102.7678
17833 | City Utilities of Springfield - (MO) | 2161 | James River Power Station | Map | Map | MO | Greene | SWPP | Electric Utility | BAT1 |  | 31 | 31 | 31 | Batteries | MWH | BA | 1 | 2027 | (V) Under construction, more than 50 percent complete | 37.1086 | -93.2619
6775 | Village of Freeport - (NY) | 2678 | Plant No 1 Freeport | Map | Map | NY | Nassau | NYIS | Electric Utility | ENG13 |  | 3 | 3 | 3 | Landfill Gas | LFG | IC | 1 | 2027 | (U) Under construction, less than or equal to 50 percent complete | 40.6561 | -73.5922
66579 | Cape HoldCo LLC | 68068 | Cape Generating Station | Map | Map | UT | Beaver | LDWP | IPP Non-CHP | CP1G2 |  | 43 | 30 | 33 | Geothermal | GEO | BT | 1 | 2027 | (TS) Construction complete, but not yet in commercial operation | 38.5067 | -112.9175
14519 | Pasco County - (FL) | 50666 | Pasco Cnty Solid Waste Resource Recovery | Map | Map | FL | Pasco | FPC | IPP Non-CHP | GEN2 |  | 17 | 15 | 15 | Municipal Solid Waste | MSW | ST | 4 | 2027 | (U) Under construction, less than or equal to 50 percent complete | 28.3681 | -82.5583
66571 | Clenera DevCo LLC | 69059 | Crimson Orchard Solar and BESS | Map | Map | ID | Elmore | IPCO | IPP Non-CHP | COBA |  | 100 | 100 | 100 | Batteries | MWH | BA | 4 | 2027 | (L) Regulatory approvals pending. Not under construction | 43.1812 | -115.7465
65690 | Premium Energy Holdings | 66685 | Whale Rock Pumped Storage Hydro Project | Map | Map | CA | San Luis Obispo | CISO | IPP Non-CHP | WH001 |  | 200 | 200 | 200 | Hydroelectric Pumped Storage | WAT | PS | 7 | 2027 | (P) Planned for installation, but regulatory approvals not initiated | 35.4542 | -120.8671
60223 | Ketchikan Electric Company | 59027 | Mahoney Lake Hydroelectric | Map | Map | AK | Ketchikan Gateway |  | Electric Utility | GEN 1 |  | 9.6 | 9.6 | 9.6 | Conventional Hydroelectric | WAT | HY | 12 | 2027 | (P) Planned for installation, but regulatory approvals not initiated | 55.4194 | -131.5378
64736 | Beartooth Energy Storage, LLC | 65407 | Beartooth Energy Storage LLC | Map | Map | MT | Yellowstone | NWMT | IPP Non-CHP | BEAR1 |  | 50 | 50 | 50 | Batteries | MWH | BA | 12 | 2027 | (L) Regulatory approvals pending. Not under construction | 45.7843 | -108.7178
12796 | Monongahela Power Co | 66901 | Wylie Ridge Solar | Map | Map | WV | Hancock | PJM | Electric Utility | WRS |  | 8.4 | 8.4 | 8.4 | Solar Photovoltaic | SUN | PV | 12 | 2027 | (L) Regulatory approvals pending. Not under construction | 40.4527 | -80.5726
67329 | Cowboy Solar II | 69189 | Cowboy Solar II | Map | Map | WY | Laramie | WACM | IPP Non-CHP | C2BS |  | 200 | 200 | 200 | Batteries | MWH | BA | 12 | 2027 | (P) Planned for installation, but regulatory approvals not initiated | 41.033 | -104.3816
1512 | City of Belleville - (KS) | 1263 | Belleville | Map | Map | KS | Republic | SWPP | Electric Utility | 7A |  | 3 | 3 | 3 | Petroleum Liquids | DFO | IC | 1 | 2028 | (P) Planned for installation, but regulatory approvals not initiated | 39.8328 | -97.632
18642 | Tennessee Valley Authority | 3399 | Cumberland (TN) | Map | Map | TN | Stewart | TVA | Electric Utility | CTG2 | 2 | 454.8 | 372.9 | 409.3 | Natural Gas Fired Combined Cycle | NG | CT | 1 | 2029 | (P) Planned for installation, but regulatory approvals not initiated | 36.3903 | -87.6539
55983 | Luminant Generation Company LLC | 63193 | Alira | Map | Map | TX | Andrews | ERCO | IPP Non-CHP | UNIT1 |  | 222.8 | 222.8 | 222.8 | Solar Photovoltaic | SUN | PV | 1 | 2030 | (L) Regulatory approvals pending. Not under construction | 32.3474 | -102.9677
58597 | Enviromission, Inc | 58652 | La Paz Solar Tower | Map | Map | AZ | La Paz | WALC | IPP Non-CHP | 1 |  | 200 | 200 | 200 | Solar Thermal without Energy Storage | SUN | OT | 6 | 2030 | (P) Planned for installation, but regulatory approvals not initiated | 33.9172 | -114.2675
68061 | GEM A-CAES LLC | 70492 | Willow Rock Energy Storage Center | Map | Map | CA | Kern | CISO | IPP Non-CHP | WRES1 |  | 125 | 125 | 125 |  | MWH | CE | 7 | 2030 | (P) Planned for installation, but regulatory approvals not initiated | 34.9125 | -118.1576
67013 | US SFR Owner LLC | 68635 | Kemmerer Unit 1 | Map | Map | WY | Lincoln | PACE | IPP Non-CHP | KU1 |  | 500 | 342.1 | 344.9 | Nuclear | NUC | ST | 12 | 2030 | (L) Regulatory approvals pending. Not under construction | 41.706 | -110.5603
67606 | Allegheny Hydro Group Lock and Dam 4, Inc | 69694 | Allegheny Lock and Dam 4 | Map | Map | PA | Allegheny | PJM | IPP Non-CHP | AL4-1 |  | 0.8 | 0.8 | 0.8 | Conventional Hydroelectric | WAT | HY | 2 | 2031 | (L) Regulatory approvals pending. Not under construction | 40.6137 | -79.7183
58842 | Power Company of Wyoming LLC | 58987 | Chokecherry and Sierra Madre Wind | Map | Map | WY | Carbon | CISO | IPP Non-CHP | II-A |  | 1303.2 | 1303.2 | 1303.2 | Onshore Wind Turbine | WND | WT | 12 | 2032 | (U) Under construction, less than or equal to 50 percent complete | 41.6831 | -107.2
58842 | Power Company of Wyoming LLC | 58987 | Chokecherry and Sierra Madre Wind | Map | Map | WY | Carbon | CISO | IPP Non-CHP | II-B |  | 553.5 | 553.5 | 553.5 | Onshore Wind Turbine | WND | WT | 12 | 2033 | (U) Under construction, less than or equal to 50 percent complete | 41.6831 | -107.2
63576 | MEC North | 63911 | MEC North | Map | Map | MI | Calhoun | MISO | IPP Non-CHP | MECN |  | 500 | 500 | 500 | Natural Gas Fired Combined Cycle | NG | CS | 6 | 2034 | (T) Regulatory approvals received. Not under construction | 42.2336 | -84.9623
56789 | TBE Montgomery LLC | 57472 | TBE-Montgomery LLC | Map | Map | NY | Orange | NYIS | IPP Non-CHP | CTG | NA | 12 | 11.6 | 12 | Other Waste Biomass | OBG | CT | 12 | 2039 | (U) Under construction, less than or equal to 50 percent complete | 41.4885 | -74.2262
56789 | TBE Montgomery LLC | 57472 | TBE-Montgomery LLC | Map | Map | NY | Orange | NYIS | IPP Non-CHP | STG | NA | 9 | 7.4 | 8.1 | Other Waste Biomass | OBG | CA | 12 | 2039 | (U) Under construction, less than or equal to 50 percent complete | 41.4885 | -74.2262
NOTES: Capacity from facilities with a total generator nameplate capacity less than 1 MW are excluded from this report. This exclusion may represent a significant portion of capacity for some technologies such as solar photovoltaic generation. Links to Google Map and Bing Map were set up to connect to these sites at the time of publication of this inventory. The links may may not properly function if these sites update their protocl for accessing maps. Sources: U.S. Energy Information Administration, Form EIA-860, 'Annual Electric Generator Report' and Form EIA-860M, 'Monthly Update to the Annual Electric Generator Report.'

## Retired
Inventory of Retired Generators as of September 2026
Entity ID | Entity Name | Plant ID | Plant Name | Google Map | Bing Map | Plant State | County | Balancing Authority Code | Sector | Generator ID | Unit Code | Nameplate Capacity (MW) | Net Summer Capacity (MW) | Net Winter Capacity (MW) | Technology | Energy Source Code | Prime Mover Code | Operating Month | Operating Year | Retirement Month | Retirement Year | Nameplate Energy Capacity (MWh) | DC Net Capacity (MW) | Latitude | Longitude
13048 | City of Mountain Lake - (MN) | 1998 | Mountain Lake | Map | Map | MN | Cottonwood | MISO | Electric Utility | 5 |  | 1.3 | 1.2 | 1.3 | Natural Gas Internal Combustion Engine | NG | IC | 5 | 1959 | 9 | 2026 |  |  | 43.9405 | -94.9434
13048 | City of Mountain Lake - (MN) | 1998 | Mountain Lake | Map | Map | MN | Cottonwood | MISO | Electric Utility | 6 |  | 1.8 | 1.8 | 1.8 | Petroleum Liquids | DFO | IC | 2 | 1998 | 9 | 2026 |  |  | 43.9405 | -94.9434
13048 | City of Mountain Lake - (MN) | 1998 | Mountain Lake | Map | Map | MN | Cottonwood | MISO | Electric Utility | 7 |  | 1.8 | 1.8 | 1.8 | Petroleum Liquids | DFO | IC | 1 | 1998 | 9 | 2026 |  |  | 43.9405 | -94.9434
5860 | Empire District Electric Co | 1239 | Riverton | Map | Map | KS | Cherokee | SWPP | Electric Utility | 10 |  | 16.3 | 13 | 16 | Natural Gas Fired Combustion Turbine | NG | GT | 12 | 1988 | 8 | 2026 |  |  | 37.0726 | -94.6987
5860 | Empire District Electric Co | 1239 | Riverton | Map | Map | KS | Cherokee | SWPP | Electric Utility | 11 |  | 16.3 | 14 | 16 | Natural Gas Fired Combustion Turbine | NG | GT | 11 | 1988 | 8 | 2026 |  |  | 37.0726 | -94.6987
54842 | WM Renewable Energy LLC | 50568 | High Acres Gas Recovery | Map | Map | NY | Monroe | NYIS | IPP Non-CHP | GEN1 |  | 0.8 | 0.8 | 0.8 | Landfill Gas | LFG | IC | 5 | 1991 | 8 | 2026 |  |  | 43.0817 | -77.3817
54842 | WM Renewable Energy LLC | 50568 | High Acres Gas Recovery | Map | Map | NY | Monroe | NYIS | IPP Non-CHP | GEN2 |  | 0.8 | 0.8 | 0.8 | Landfill Gas | LFG | IC | 5 | 1991 | 8 | 2026 |  |  | 43.0817 | -77.3817
54842 | WM Renewable Energy LLC | 50568 | High Acres Gas Recovery | Map | Map | NY | Monroe | NYIS | IPP Non-CHP | GEN3 |  | 0.8 | 0.8 | 0.8 | Landfill Gas | LFG | IC | 5 | 1991 | 8 | 2026 |  |  | 43.0817 | -77.3817
54842 | WM Renewable Energy LLC | 50568 | High Acres Gas Recovery | Map | Map | NY | Monroe | NYIS | IPP Non-CHP | GEN4 |  | 0.8 | 0.8 | 0.8 | Landfill Gas | LFG | IC | 5 | 1991 | 8 | 2026 |  |  | 43.0817 | -77.3817
54842 | WM Renewable Energy LLC | 50568 | High Acres Gas Recovery | Map | Map | NY | Monroe | NYIS | IPP Non-CHP | GEN5 |  | 1.6 | 1.6 | 1.6 | Landfill Gas | LFG | IC | 3 | 2008 | 8 | 2026 |  |  | 43.0817 | -77.3817
54842 | WM Renewable Energy LLC | 50568 | High Acres Gas Recovery | Map | Map | NY | Monroe | NYIS | IPP Non-CHP | GEN6 |  | 1.6 | 1.6 | 1.6 | Landfill Gas | LFG | IC | 3 | 2008 | 8 | 2026 |  |  | 43.0817 | -77.3817
54842 | WM Renewable Energy LLC | 50568 | High Acres Gas Recovery | Map | Map | NY | Monroe | NYIS | IPP Non-CHP | GEN7 |  | 1.6 | 1.6 | 1.6 | Landfill Gas | LFG | IC | 3 | 2008 | 8 | 2026 |  |  | 43.0817 | -77.3817
54842 | WM Renewable Energy LLC | 50568 | High Acres Gas Recovery | Map | Map | NY | Monroe | NYIS | IPP Non-CHP | GEN8 |  | 1.6 | 1.6 | 1.6 | Landfill Gas | LFG | IC | 3 | 2008 | 8 | 2026 |  |  | 43.0817 | -77.3817
13157 | City of Omaha - (NE) | 55027 | Papillion Creek Wastewater | Map | Map | NE | Sarpy | SWPP | Commercial CHP | 951 |  | 0.5 | 0.5 | 0.5 | Other Waste Biomass | OBG | IC | 5 | 1987 | 8 | 2026 |  |  | 41.0772 | -95.87
13157 | City of Omaha - (NE) | 55027 | Papillion Creek Wastewater | Map | Map | NE | Sarpy | SWPP | Commercial CHP | 952 |  | 0.5 | 0.5 | 0.5 | Other Waste Biomass | OBG | IC | 5 | 1987 | 8 | 2026 |  |  | 41.0772 | -95.87
13157 | City of Omaha - (NE) | 55027 | Papillion Creek Wastewater | Map | Map | NE | Sarpy | SWPP | Commercial CHP | 953 |  | 0.5 | 0.5 | 0.5 | Other Waste Biomass | OBG | IC | 5 | 1987 | 8 | 2026 |  |  | 41.0772 | -95.87
54878 | Oregon Environmental Industries LLC | 56461 | Dry Creek LFG to Energy Project | Map | Map | OR | Jackson | PACW | Commercial Non-CHP | DC1 |  | 1.6 | 1.5 | 1.5 | Landfill Gas | LFG | IC | 7 | 2007 | 7 | 2026 |  |  | 42.3844 | -122.7718
54878 | Oregon Environmental Industries LLC | 56461 | Dry Creek LFG to Energy Project | Map | Map | OR | Jackson | PACW | Commercial Non-CHP | DC2 |  | 1.6 | 1.5 | 1.5 | Landfill Gas | LFG | IC | 7 | 2007 | 7 | 2026 |  |  | 42.3844 | -122.7718
56953 | Bos Dairy, LLC | 57625 | Bos Dairy, LLC | Map | Map | IN | Jasper | MISO | Industrial Non-CHP | BOS4 |  | 1 | 0.9 | 0.9 | Natural Gas Internal Combustion Engine | NG | IC | 3 | 2020 | 7 | 2026 |  |  | 41.1153 | -87.2328
14605 | City of Peabody - (MA) | 1678 | Waters River | Map | Map | MA | Essex | ISNE | Electric Utility | 1 |  | 21.3 | 16 | 22 | Natural Gas Fired Combustion Turbine | NG | GT | 12 | 1971 | 6 | 2026 |  |  | 42.5429 | -70.9283
21048 | Wyandotte Municipal Serv Comm - (MI) | 1866 | Wyandotte | Map | Map | MI | Wayne | MISO | Electric Utility | 4 |  | 11.5 | 10.5 | 11.5 | Natural Gas Steam Turbine | NG | ST | 1 | 1948 | 6 | 2026 |  |  | 42.2081 | -83.1453
10451 | Kotzebue Electric Assn Inc | 6304 | Kotzebue Hybrid | Map | Map | AK | NORTHWEST ARCTIC |  | Electric Utility | 11wt |  | 0.1 | 0.1 | 0.1 | Onshore Wind Turbine | WND | WT | 5 | 2005 | 6 | 2026 |  |  | 66.8378 | -162.5569
12199 | Montana-Dakota Utilities Co | 57172 | Glen Ullin Station 6 | Map | Map | ND | Morton | MISO | Electric Utility | 1 |  | 5.3 | 5.3 | 5.3 | All Other | WH | ST | 7 | 2009 | 6 | 2026 |  |  | 46.8214 | -101.7564
5416 | Duke Energy Carolinas, LLC | 57334 | DE Solar 10240 Old Dowd Rd | Map | Map | NC | Mecklenburg | DUK | Electric Utility | PV01 |  | 1.9 | 1.9 | 1.9 | Solar Photovoltaic | SUN | PV | 9 | 2010 | 6 | 2026 |  | 2.2 | 35.2458 | -80.9967
67818 | MPH Elwood, LLC | 69979 | MPH Elwood | Map | Map | IL | Will | PJM | IPP Non-CHP | GT1 |  | 192 | 150 | 174.9 | Natural Gas Fired Combustion Turbine | NG | GT | 7 | 1999 | 6 | 2026 |  |  | 41.437 | -88.1223
59526 | State Correctnl Inst Laurel Highlands | 59759 | Glades Pike Generation Plant | Map | Map | PA | Somerset | PJM | Commercial Non-CHP | CAT1 |  | 1.6 | 1.6 | 1.6 | Landfill Gas | LFG | IC | 10 | 2011 | 5 | 2026 |  |  | 40.0067 | -79.041
56440 | G2 Energy LLC | 57128 | G2 Energy Marion LLC | Map | Map | FL | Marion | FPC | IPP Non-CHP | 357 |  | 1.6 | 1.5 | 1.5 | Landfill Gas | LFG | IC | 1 | 2009 | 3 | 2026 |  |  | 29.1229 | -82.0554
60094 | Clinton Battery Utility, LLC | 60297 | Clinton Battery | Map | Map | OH | Clinton | PJM | IPP Non-CHP | 1 |  | 10 | 5 | 5 | Batteries | MWH | BA | 10 | 2016 | 2 | 2026 | 4.1 |  | 39.2959 | -83.9608
64954 | Contango Oil and Gas | 52127 | Elk Basin Gasoline Plant | Map | Map | WY | Park | PACE | Industrial CHP | GEN1 |  | 1 | 0.8 | 0.8 | Other Gases | OG | ST | 1 | 1948 | 1 | 2026 |  |  | 44.9806 | -108.8428
16024 | Riverwood Intl USA Inc | 54464 | Graphic Packaging Intl Macon Mill | Map | Map | GA | Bibb | SOCO | Industrial CHP | 0002 |  | 5 | 4.7 | 4.7 | Wood/Wood Waste Biomass | BLQ | ST | 6 | 1948 | 1 | 2026 |  |  | 32.7714 | -83.6281
56146 | Black Hills Colorado Electric, LLC | 460 | Pueblo | Map | Map | CO | Pueblo | PSCO | Electric Utility | IC1 |  | 2 | 2 | 2 | Petroleum Liquids | DFO | IC | 2 | 1964 | 12 | 2025 |  |  | 38.2667 | -104.6144
55939 | Columbia Basin Hydropower | 917 | Quincy Chute | Map | Map | WA | Grant | GCPD | Electric Utility | 1 |  | 9.4 | 9.4 | 9.4 | Conventional Hydroelectric | WAT | HY | 10 | 1985 | 12 | 2025 |  |  | 46.9825 | -119.2578
9417 | Interstate Power and Light Co | 1073 | Prairie Creek | Map | Map | IA | Linn | MISO | Electric Utility | 1 |  | 14.6 |  | 0 | Conventional Steam Coal | SUB | ST | 4 | 1997 | 12 | 2025 |  |  | 41.944 | -91.6392
17539 | Dominion Energy South Carolina, Inc | 3281 | Coit GT | Map | Map | SC | Richland | SCEG | Electric Utility | 1 |  | 19.6 | 14 | 18 | Petroleum Liquids | DFO | GT | 7 | 1969 | 12 | 2025 |  |  | 33.9803 | -81.0407
58153 | US Magnesium | 58191 | US Magnesium | Map | Map | UT | Tooele | PACE | Industrial CHP | GT1 |  | 16 | 11 | 13 | Natural Gas Fired Combustion Turbine | NG | GT | 1 | 1972 | 12 | 2025 |  |  | 40.9133 | -112.7339
61100 | E-Volve Energy Holdings LLC | 61493 | E-Volve Energy Holdings LLC | Map | Map | TX | Austin | ERCO | IPP Non-CHP | SEALY |  | 1.2 | 1.2 | 1.2 | Solar Photovoltaic | SUN | PV | 12 | 2015 | 12 | 2025 |  | 1.6 | 29.7408 | -96.1599
55985 | Tesoro Refining and Marketing Company | 50530 | Equilon Los Angeles Refining | Map | Map | CA | Los Angeles | LDWP | Industrial CHP | GEN1 |  | 30 | 24.1 | 23.6 | Other Gases | OG | GT | 12 | 1982 | 11 | 2025 |  |  | 33.7917 | -118.2347
62032 | Granite Shore Power | 2367 | Schiller | Map | Map | NH | Rockingham | ISNE | IPP Non-CHP | 4 |  | 50 | 47.5 | 48 | Conventional Steam Coal | BIT | ST | 10 | 1952 | 10 | 2025 |  |  | 43.0978 | -70.7842
11566 | City of Mangum - (OK) | 2991 | Mangum | Map | Map | OK | Greer | SWPP | Electric Utility | 1 |  | 1.1 | 0.9 | 0.9 | Natural Gas Internal Combustion Engine | NG | IC | 1 | 1946 | 10 | 2025 |  |  | 34.8836 | -99.5022
66314 | JGT2 Energy LLC | 55031 | Androscoggin Energy Center | Map | Map | ME | Franklin | ISNE | Industrial CHP | CT01 |  | 54.5 | 48.9 | 55.5 | Natural Gas Fired Combustion Turbine | NG | GT | 10 | 1999 | 10 | 2025 |  |  | 44.5063 | -70.2423
5701 | El Paso Electric Co | 2444 | Rio Grande | Map | Map | NM | Dona Ana | EPE | Electric Utility | 6 |  | 50 | 43 | 43 | Natural Gas Steam Turbine | NG | ST | 6 | 1957 | 9 | 2025 |  |  | 31.8047 | -106.5472
13902 | NorthWestern Energy (MT Hydro) | 2185 | Hauser | Map | Map | MT | Lewis and Clark | NWMT | Electric Utility | HAU6 |  | 3 | 3 | 3 | Conventional Hydroelectric | WAT | HY | 9 | 1915 | 7 | 2025 |  |  | 46.7659 | -111.8873
61012 | AES Distributed Energy | 57447 | Laurel Mountain Hybrid | Map | Map | WV | Barbour | PJM | IPP Non-CHP | 2 |  | 16 | 16 | 16 | Batteries | MWH | BA | 10 | 2011 | 7 | 2025 | 16 |  | 39.0072 | -79.8866
60422 | H.A. Wagner LLC | 1554 | Herbert A Wagner | Map | Map | MD | Anne Arundel | PJM | IPP Non-CHP | 1 |  | 132.8 | 126 | 126 | Petroleum Liquids | DFO | ST | 2 | 1956 | 6 | 2025 |  |  | 39.1781 | -76.5268
18642 | Tennessee Valley Authority | 3393 | Allen | Map | Map | TN | Shelby | TVA | Electric Utility | G10 |  | 23.9 | 15.1 | 20.4 | Petroleum Liquids | DFO | GT | 6 | 1971 | 5 | 2025 |  |  | 35.0741 | -90.1487
13781 | Northern States Power Co - Minnesota | 4014 | Wheaton | Map | Map | WI | Chippewa | MISO | Electric Utility | 1 |  | 48.5 | 44 | 56 | Natural Gas Fired Combustion Turbine | NG | GT | 1 | 1973 | 5 | 2025 |  |  | 44.8854 | -91.5158
57015 | Third Taxing District of Norwalk | 57689 | Norden 1-3 | Map | Map | CT | Fairfield | ISNE | Electric Utility | NORD1 |  | 2 | 2 | 2 | Petroleum Liquids | DFO | IC | 6 | 2004 | 5 | 2025 |  |  | 41.1117 | -73.3928
7601 | Green Mountain Power Corp | 3723 | Rutland | Map | Map | VT | Rutland | ISNE | Electric Utility | GT5 |  | 13.2 | 8.4 | 12.8 | Petroleum Liquids | DFO | IC | 12 | 1962 | 4 | 2025 |  |  | 43.603 | -72.9923
803 | Arizona Public Service Co | 113 | Cholla | Map | Map | AZ | Navajo | AZPS | Electric Utility | 1 |  | 113.6 | 112 | 112 | Conventional Steam Coal | SUB | ST | 5 | 1962 | 3 | 2025 |  |  | 34.9394 | -110.3033
18454 | Tampa Electric Co | 7242 | Polk | Map | Map | FL | Polk | TEC | Electric Utility | 1CA | CC1 | 133.4 | 59 | 59 | Natural Gas Fired Combined Cycle | NG | CA | 9 | 1996 | 3 | 2025 |  |  | 27.7286 | -81.9897
50147 | US Geothermal Inc. | 56317 | Raft River Geothermal Power Plant | Map | Map | ID | Cassia | BPAT | IPP Non-CHP | 1 |  | 18 | 10 | 12.2 | Geothermal | GEO | BT | 4 | 2008 | 3 | 2025 |  |  | 42.0994 | -113.3825
9332 | Indian River Operations Inc | 594 | Indian River Generating Station | Map | Map | DE | Sussex | PJM | IPP Non-CHP | 4 |  | 445.5 | 410 | 410 | Conventional Steam Coal | BIT | ST | 10 | 1980 | 2 | 2025 |  |  | 38.5857 | -75.2341
61944 | MN8 Energy LLC | 57863 | McKee City Solar Phase 2 | Map | Map | NJ | Atlantic | PJM | IPP Non-CHP | UNIT1 |  | 2.4 | 2.4 | 2.4 | Solar Photovoltaic | SUN | PV | 12 | 2011 | 1 | 2025 |  | 2.5 | 39.4219 | -74.6392
19547 | Hawaiian Electric Co Inc | 766 | Waiau | Map | Map | HI | Honolulu |  | Electric Utility | W3 |  | 50 | 47.2 | 47.2 | Petroleum Liquids | RFO | ST | 12 | 1947 | 12 | 2024 |  |  | 21.389 | -157.9615
11249 | Louisville Gas & Electric Co | 1364 | Mill Creek (KY) | Map | Map | KY | Jefferson | LGEE | Electric Utility | 1 |  | 355.5 | 300 | 300 | Conventional Steam Coal | BIT | ST | 8 | 1972 | 12 | 2024 |  |  | 38.0525 | -85.9103
14063 | Oklahoma Gas & Electric Co | 2951 | Horseshoe Lake | Map | Map | OK | Oklahoma | SWPP | Electric Utility | ST7 |  | 220 |  |  | Natural Gas Steam Turbine | NG | ST | 6 | 1963 | 12 | 2024 |  |  | 35.5087 | -97.1797
4476 | Covanta Marion Inc | 50630 | Covanta Marion Inc | Map | Map | OR | MARION | PGE | IPP Non-CHP | GEN1 |  | 13.1 | 11.5 | 11.5 | Municipal Solid Waste | MSW | ST | 8 | 1986 | 12 | 2024 |  |  | 45.0485 | -122.9628
11415 | M.A. Patout & Son Limited, LLC | 51008 | Enterprise Sugar Factory | Map | Map | LA | Iberia | MISO | Industrial CHP | 2000 |  | 2 | 2 | 2 | Other Waste Biomass | AB | ST | 10 | 1981 | 12 | 2024 |  |  | 29.9036 | -91.7256
57128 | Bloom Energy | 58301 | Juniper Networks Sunnyvale | Map | Map | CA | Santa Clara | CISO | IPP Non-CHP | JPR |  | 1.1 | 1 | 1 | Other Natural Gas | NG | FC | 12 | 2012 | 12 | 2024 |  |  | 37.4069 | -122.0269
27075 | San Diego County Water Auth | 57729 | Lake Hodges Hydroelectric Facility | Map | Map | CA | San Diego | CISO | Electric Utility | 1 |  | 21 | 21 | 21 | Hydroelectric Pumped Storage | WAT | PS | 8 | 2012 | 11 | 2024 |  |  | 33.0586 | -117.1194
807 | Arkansas Electric Coop Corp | 202 | Carl Bailey | Map | Map | AR | Woodruff | MISO | Electric Utility | 1 |  | 120 | 122 | 122 | Natural Gas Steam Turbine | NG | ST | 7 | 1966 | 10 | 2024 |  |  | 35.2601 | -91.3634
19436 | Union Electric Co - (MO) | 6155 | Rush Island | Map | Map | MO | Jefferson | MISO | Electric Utility | 1 |  | 621 | 589 | 609 | Conventional Steam Coal | SUB | ST | 3 | 1976 | 10 | 2024 |  |  | 38.1312 | -90.2632
4794 | City of Danville - (VA) | 56363 | Danville New Design Plant | Map | Map | VA | Danville City | PJM | Electric Utility | GEN 1 |  | 1.8 | 1.2 | 1.2 | Petroleum Liquids | DFO | IC | 7 | 2005 | 9 | 2024 |  |  | 36.6316 | -79.3978
34691 | Ormat Nevada Inc | 10287 | Beowawe | Map | Map | NV | Lander | NEVP | IPP Non-CHP | GEN1 |  | 17 | 12.8 | 13.1 | Geothermal | GEO | ST | 12 | 1985 | 5 | 2024 |  |  | 40.5547 | -116.6175
14328 | Pacific Gas & Electric Co. | 255 | Lime Saddle | Map | Map | CA | Butte | CISO | Electric Utility | 1 |  | 1 | 1 | 1 | Conventional Hydroelectric | WAT | HY | 8 | 1906 | 12 | 2023 |  |  | 39.6988 | -121.571
56785 | The Westervelt Co | 57467 | Westervelt Moundville Cogen | Map | Map | AL | Hale | SOCO | Industrial CHP | TG1 |  | 13 | 8.2 | 8.2 | Wood/Wood Waste Biomass | WDS | ST | 12 | 2011 | 11 | 2023 |  |  | 32.9607 | -87.6554
1307 | Basin Electric Power Coop | 7974 | Chamberlain Wind Project | Map | Map | SD | Brule | SWPP | Electric Utility | WTC1 |  | 1.3 | 1.3 | 1.3 | Onshore Wind Turbine | WND | WT | 11 | 2001 | 10 | 2023 |  |  | 43.8485 | -99.2476
12685 | Entergy Mississippi LLC | 2050 | Baxter Wilson | Map | Map | MS | Warren | MISO | Electric Utility | 1 |  | 544.6 | 494.3 | 505.6 | Natural Gas Steam Turbine | NG | ST | 3 | 1967 | 3 | 2023 |  |  | 32.2831 | -90.9306
4208 | Phillips 66 Company | 50388 | Phillips 66 Carbon Plant | Map | Map | CA | Contra Costa | CISO | Industrial CHP | GEN1 |  | 27.3 | 20 | 20 | Petroleum Coke | PC | ST | 12 | 1983 | 1 | 2023 |  |  | 38.0181 | -122.2344
15466 | Public Service Co of Colorado | 470 | Comanche (CO) | Map | Map | CO | Pueblo | WACM | Electric Utility | 1 |  | 382.5 | 325 | 325 | Conventional Steam Coal | SUB | ST | 6 | 1973 | 12 | 2022 |  |  | 38.2081 | -104.5747
3265 | Cleco Power LLC | 51 | Dolet Hills | Map | Map | LA | DeSoto | MISO | Electric Utility | 1 |  | 720.7 | 634.8 | 638 | Conventional Steam Coal | LIG | ST | 4 | 1986 | 12 | 2021 |  |  | 32.0306 | -93.5692
61950 | Terra-Gen Operating Co-Solar | 10444 | Lockhart Solar PV, LLC | Map | Map | CA | San Bernardino | CISO | IPP Non-CHP | GEN1 |  | 92 | 80 | 64 | Solar Thermal without Energy Storage | SUN | ST | 12 | 1989 | 10 | 2021 |  |  | 35.0308 | -117.3563
18458 | York Generation Company LLC | 54693 | York Generation Company LLC | Map | Map | PA | York | PJM | IPP CHP | GT#2 | CC1 | 8.3 |  |  | Natural Gas Fired Combined Cycle | NG | CT | 4 | 1989 | 9 | 2021 |  |  | 39.9856 | -76.6762
18458 | York Generation Company LLC | 54693 | York Generation Company LLC | Map | Map | PA | York | PJM | IPP CHP | GT#5 | CC1 | 8.3 |  |  | Natural Gas Fired Combined Cycle | NG | CT | 4 | 1989 | 9 | 2021 |  |  | 39.9856 | -76.6762
6028 | Entergy Nuclear Indian Point 3 | 8907 | Indian Point 3 | Map | Map | NY | Westchester | NYIS | IPP Non-CHP | 3 |  | 1012 | 1039.4 | 1038.3 | Nuclear | NUC | ST | 8 | 1976 | 4 | 2021 |  |  | 41.2706 | -73.9526
14584 | Pawtucket Power Associates LP | 54056 | Pawtucket Power Associates | Map | Map | RI | Providence | ISNE | IPP Non-CHP | GEN1 | CC1 | 41.8 | 33 | 42 | Natural Gas Fired Combined Cycle | NG | CT | 12 | 1990 | 3 | 2021 |  |  | 41.8615 | -71.4069
803 | Arizona Public Service Co | 113 | Cholla | Map | Map | AZ | Navajo | AZPS | Electric Utility | 4 |  | 414 | 380 | 380 | Conventional Steam Coal | SUB | ST | 6 | 1981 | 12 | 2020 |  |  | 34.9394 | -110.3033
22148 | AES Alamitos LLC | 315 | AES Alamitos LLC | Map | Map | CA | Los Angeles | CISO | IPP Non-CHP | 1 |  | 156 | 175 | 175 | Natural Gas Steam Turbine | NG | ST | 9 | 1956 | 12 | 2019 |  |  | 33.7688 | -118.1009
13960 | NRG Cabrillo Power Ops Inc | 302 | Encina | Map | Map | CA | San Diego | CISO | IPP Non-CHP | 2 |  | 110 | 104 | 104 | Natural Gas Steam Turbine | NG | ST | 7 | 1956 | 12 | 2018 |  |  | 33.1361 | -117.3364
13960 | NRG Cabrillo Power Ops Inc | 303 | Kearny | Map | Map | CA | San Diego | CISO | IPP Non-CHP | KEA3 |  | 72 | 61 | 61 | Natural Gas Fired Combustion Turbine | NG | GT | 12 | 1969 | 12 | 2017 |  |  | 32.834 | -117.1338
3522 | Chugach Electric Assn Inc | 75 | Hank Nikkels Plant 1 | Map | Map | AK | Anchorage |  | Electric Utility | 1 |  | 12.5 | 14 | 16.2 | Natural Gas Fired Combustion Turbine | NG | GT | 11 | 1962 | 12 | 2016 |  |  | 61.2221 | -149.8661
57031 | Beacon Power LLC | 57712 | Beacon Power Flywheel System 2 | Map | Map | MA | Middlesex | ISNE | IPP Non-CHP | TYN2 |  | 2 | 2 | 2 | Flywheels | MWH | FW | 7 | 2009 | 8 | 2016 |  |  | 42.6617 | -71.405
13960 | NRG Cabrillo Power Ops Inc | 303 | Kearny | Map | Map | CA | San Diego | CISO | IPP Non-CHP | KEA2 |  | 72 | 59 | 59 | Natural Gas Fired Combustion Turbine | NG | GT | 12 | 1969 | 12 | 2015 |  |  | 32.834 | -117.1338
13960 | NRG Cabrillo Power Ops Inc | 303 | Kearny | Map | Map | CA | San Diego | CISO | IPP Non-CHP | KEA1 |  | 17.5 | 16 | 16 | Natural Gas Fired Combustion Turbine | NG | GT | 4 | 1972 | 12 | 2014 |  |  | 32.834 | -117.1338
814 | Entergy Arkansas LLC | 167 | Cecil Lynch | Map | Map | AR | Pulaski | MISO | Electric Utility | 3 |  | 156.2 | 110 | 110 | Natural Gas Steam Turbine | NG | ST | 6 | 1954 | 12 | 2013 |  |  | 34.7535 | -92.1987
22500 | Evergy Kansas Central, Inc | 1251 | Abilene Energy Center Combustion Turbine | Map | Map | KS | Dickinson | SWPP | Electric Utility | GT1 |  | 77 | 68 | 68 | Natural Gas Fired Combustion Turbine | NG | GT | 7 | 1973 | 12 | 2012 |  |  | 38.8831 | -97.2014
15274 | Potomac Power Resources | 603 | Benning | Map | Map | DC | District of Columbia |  | IPP Non-CHP | 15 |  | 290 | 275 | 275 | Petroleum Liquids | DFO | ST | 6 | 1968 | 5 | 2012 |  |  | 38.8994 | -76.9592
62042 | SRIV Partnership LLC | 692 | Medicine Bow | Map | Map | WY | Carbon | WAUW | IPP Non-CHP | CLIP |  | 2.5 | 2.5 | 2.5 | Onshore Wind Turbine | WND | WT | 3 | 2005 | 12 | 2011 |  |  | 41.8353 | -106.2428
15466 | Public Service Co of Colorado | 468 | Cameo | Map | Map | CO | Mesa | PSCO | Electric Utility | 1 |  | 25 | 23.7 | 23.7 | Conventional Steam Coal | BIT | ST | 0 | 1957 | 12 | 2010 |  |  | 39.1278 | -108.3261
56151 | Dynegy South Bay LLC | 310 | Dynegy South Bay Power Plant | Map | Map | CA | San Diego |  | IPP Non-CHP | 3 |  | 201.6 | 175 | 175 | Natural Gas Steam Turbine | NG | ST | 9 | 1964 | 12 | 2009 |  |  | 32.6131 | -117.0964
18454 | Tampa Electric Co | 645 | Big Bend | Map | Map | FL | Hillsborough | TEC | Electric Utility | GT1 |  | 18 | 10 | 11 | Petroleum Liquids | DFO | GT | 2 | 1969 | 12 | 2008 |  |  | 27.7944 | -82.4036
12384 | Midwest Generations EME LLC | 883 | Waukegan | Map | Map | IL | Lake | PJM | IPP Non-CHP | 6 |  | 121 | 100 | 100 | Conventional Steam Coal | SUB | ST | 1 | 1952 | 12 | 2007 |  |  | 42.3833 | -87.8133
14354 | PacifiCorp | 826 | Cove | Map | Map | ID | Caribou | PACE | Electric Utility | 1 |  | 7.5 | 7 | 7 | Conventional Hydroelectric | WAT | HY | 88 | 1917 | 12 | 2006 |  |  | 42.5144 | -111.7931
17879 | City of St. John - (KS) | 1322 | St John | Map | Map | KS | Stafford | SWPP | Electric Utility | 3 |  | 0.9 | 0.9 | 0.9 | Petroleum Liquids | DFO | IC | 88 | 1952 | 12 | 2005 |  |  | 37.9953 | -98.7602
11181 | Long Beach Generation LLC | 341 | Long Beach Generation | Map | Map | CA | Los Angeles | CISO | IPP Non-CHP | CT5 |  | 63 | 63 | 63 | Natural Gas Fired Combined Cycle | NG | CT | 4 | 1977 | 12 | 2004 |  |  | 33.7641 | -118.2248
13960 | NRG Cabrillo Power Ops Inc | 300 | Division | Map | Map | CA | San Diego |  | IPP Non-CHP | DIGT |  | 16 | 13 | 14 | Petroleum Liquids | DFO | GT | 11 | 1968 | 12 | 2003 |  |  | 32.6817 | -117.1203
803 | Arizona Public Service Co | 117 | West Phoenix | Map | Map | AZ | Maricopa | AZPS | Electric Utility | 4 |  | 34.5 | 33.3 | 33.3 | Natural Gas Steam Turbine | NG | ST | 7 | 1948 | 12 | 2002 |  |  | 33.4417 | -112.1583
2769 | Cargill Inc | 54965 | Cargill Salt | Map | Map | MI | St Clair | MISO | Industrial CHP | DCT |  | 1.2 | 1.2 | 1.2 | Conventional Steam Coal | BIT | ST | 1 | 1935 | 1 | 2002 |  |  | 42.8183 | -82.4856
NOTES: Capacity from facilities with a total generator nameplate capacity less than 1 MW are excluded from this report. This exclusion may represent a significant portion of capacity for some technologies such as solar photovoltaic generation. Links to Google Map and Bing Map were set up to connect to these sites at the time of publication of this inventory. The links may may not properly function if these sites update their protocl for accessing maps. Sources: U.S. Energy Information Administration, Form EIA-860, 'Annual Electric Generator Report' and Form EIA-860M, 'Monthly Update to the Annual Electric Generator Report.'

## Canceled or Postponed
Inventory of Canceled or Indefinitely Postponed Projects as of September 2026
Entity ID | Entity Name | Plant ID | Plant Name | Google Map | Bing Map | Plant State | County | Balancing Authority Code | Sector | Generator ID | Unit Code | Nameplate Capacity (MW) | Net Summer Capacity (MW) | Net Winter Capacity (MW) | Technology | Energy Source Code | Prime Mover Code | Latitude | Longitude
5580 | East Kentucky Power Coop, Inc | 54 | J K Smith | Map | Map | KY | Clark | PJM | Electric Utility | GT11 |  | 98 | 74 | 98 | Natural Gas Fired Combustion Turbine | NG | GT | 37.8833 | -84.1017
5580 | East Kentucky Power Coop, Inc | 54 | J K Smith | Map | Map | KY | Clark | PJM | Electric Utility | GT12 |  | 98 | 74 | 98 | Natural Gas Fired Combustion Turbine | NG | GT | 37.8833 | -84.1017
5580 | East Kentucky Power Coop, Inc | 54 | J K Smith | Map | Map | KY | Clark | PJM | Electric Utility | GT8 |  | 83 | 74 | 98 | Natural Gas Fired Combustion Turbine | NG | GT | 37.8833 | -84.1017
5580 | East Kentucky Power Coop, Inc | 54 | J K Smith | Map | Map | KY | Clark | PJM | Electric Utility | ST1 |  | 329.4 | 278 | 278 | Conventional Steam Coal | BIT | ST | 37.8833 | -84.1017
986 | Aurora Energy LLC | 79 | Chena Power Plant | Map | Map | AK | Fairbanks North Star |  | IPP CHP | 7 |  | 2.3 | 2.3 | 2.3 | Conventional Steam Coal | SUB | ST | 64.8477 | -147.7351
21554 | Seminole Electric Cooperative Inc | 136 | Seminole (FL) | Map | Map | FL | Putnam | SEC | Electric Utility | 3 |  | 850 | 750 | 750 | Conventional Steam Coal | BIT | ST | 29.7331 | -81.6328
796 | Arizona Electric Pwr Coop Inc | 160 | Apache Station | Map | Map | AZ | Cochise | WALC | Electric Utility | GT7 |  | 51.1 | 38 | 38 | Natural Gas Fired Combustion Turbine | NG | GT | 32.0603 | -109.8931
796 | Arizona Electric Pwr Coop Inc | 160 | Apache Station | Map | Map | AZ | Cochise | WALC | Electric Utility | GT8 |  | 51.1 | 38 | 38 | Natural Gas Fired Combustion Turbine | NG | GT | 32.0603 | -109.8931
14354 | PacifiCorp | 299 | Blundell | Map | Map | UT | Beaver | PACE | Electric Utility | 3 |  | 30 | 35 | 35 | Geothermal | GEO | ST | 38.4889 | -112.8533
11208 | Los Angeles Department of Water & Power | 404 | Scattergood | Map | Map | CA | Los Angeles | LDWP | Electric Utility | 8 |  | 230 | 218 | 218 | Natural Gas Fired Combined Cycle | NG | CT | 33.9182 | -118.4276
11208 | Los Angeles Department of Water & Power | 404 | Scattergood | Map | Map | CA | Los Angeles | LDWP | Electric Utility | 9 |  | 116 | 110 | 110 | Natural Gas Fired Combined Cycle | NG | CA | 33.9182 | -118.4276
54895 | FirstLight Power Resources Services LLC | 552 | Shepaug | Map | Map | CT | New Haven | ISNE | IPP Non-CHP | 2 |  | 49.2 | 39 | 46.5 | Petroleum Liquids | DFO | GT | 41.4484 | -73.2953
10623 | City of Lakeland - (FL) | 676 | C D McIntosh Jr | Map | Map | FL | Polk | FMPP | Electric Utility | 4 |  | 288 | 288 | 288 | Petroleum Coke | PC | ST | 28.0801 | -81.9229
10623 | City of Lakeland - (FL) | 676 | C D McIntosh Jr | Map | Map | FL | Polk | FMPP | Electric Utility | PV6 |  | 16 | 16 | 8 | Solar Photovoltaic | SUN | PV | 28.0801 | -81.9229
18445 | City of Tallahassee - (FL) | 688 | Arvah B Hopkins | Map | Map | FL | Leon | TAL | Electric Utility | 5 |  | 212.5 | 156 | 183 | Natural Gas Fired Combined Cycle | NG | CT | 30.4522 | -84.4
18445 | City of Tallahassee - (FL) | 688 | Arvah B Hopkins | Map | Map | FL | Leon | TAL | Electric Utility | CT A |  | 50 | 36 | 48 | Natural Gas Fired Combined Cycle | NG | CT | 30.4522 | -84.4
18445 | City of Tallahassee - (FL) | 688 | Arvah B Hopkins | Map | Map | FL | Leon | TAL | Electric Utility | GT5 |  | 60 | 42 | 48 | Natural Gas Fired Combustion Turbine | NG | GT | 30.4522 | -84.4
62042 | SRIV Partnership LLC | 692 | Medicine Bow | Map | Map | WY | Carbon | WAUW | IPP Non-CHP | 12 |  | 0.7 | 0.7 | 0.7 | Onshore Wind Turbine | WND | WT | 41.8353 | -106.2428
62042 | SRIV Partnership LLC | 692 | Medicine Bow | Map | Map | WY | Carbon | WAUW | IPP Non-CHP | 13 |  | 0.7 | 0.7 | 0.7 | Onshore Wind Turbine | WND | WT | 41.8353 | -106.2428
14653 | PUD No 1 of Pend Oreille County - (WA) | 773 | Sullivan CR | Map | Map | WA | Pend Oreille |  | Electric Utility | 1 |  | 4.5 | 4.5 | 4.5 | Conventional Hydroelectric | WAT | HY | 48.8633 | -117.3453
1179 | Versant Power | 783 | Basin Mills | Map | Map | ME | Penobscot |  | Electric Utility | 1 |  | 12 | 12 | 12 | Conventional Hydroelectric | WAT | HY | 44.875 | -68.6731
3913 | City of Colby - (KS) | 1272 | Colby City of | Map | Map | KS | Thomas | SWPP | Electric Utility | 11 |  | 3 | 3 | 3 | Petroleum Liquids | DFO | IC | 39.3944 | -101.0584
20813 | City of Winfield - (KS) | 1332 | West 14th Street | Map | Map | KS | Cowley | SWPP | Electric Utility | IC1 |  | 1.6 |  |  | Petroleum Liquids | DFO | IC | 37.2354 | -97.011
61708 | Canal Generating LLC | 1599 | Canal | Map | Map | MA | Barnstable | ISNE | IPP Non-CHP | UN2R |  | 330 | 330 | 330 | Natural Gas Fired Combustion Turbine | NG | GT | 41.7694 | -70.5097
13781 | Northern States Power Co - Minnesota | 1904 | Black Dog | Map | Map | MN | Dakota | MISO | Electric Utility | 6 |  | 360 | 360 | 360 | Natural Gas Fired Combined Cycle | NG | CA | 44.8108 | -93.2501
55768 | RC Cape May Holdings LLC | 2378 | B L England | Map | Map | NJ | Cape May | PJM | IPP Non-CHP | 4 |  | 321 | 282 | 321 | Natural Gas Fired Combined Cycle | NG | CT | 39.2908 | -74.6364
56606 | Calpine New Jersey Generation LLC | 2384 | Deepwater | Map | Map | NJ | Salem | PJM | IPP Non-CHP | ST1 |  | 214 | 198.5 | 198.5 | Natural Gas Steam Turbine | NG | ST | 39.6831 | -75.5083
54863 | Astoria Generating Company, L.P. | 2494 | Gowanus Gas Turbines Generating | Map | Map | NY | Kings | NYIS | IPP Non-CHP | SS |  | 93 | 90 | 95 | Natural Gas Fired Combustion Turbine | NG | GT | 40.6635 | -74.0051
61130 | Ravenswood Operations LLC | 2500 | Ravenswood | Map | Map | NY | Queens | NYIS | IPP Non-CHP | RWES1 |  | 129 | 129 | 129 | Batteries | MWH | BA | 40.7592 | -73.9461
5416 | Duke Energy Carolinas, LLC | 2721 | James E. Rogers Energy Complex | Map | Map | NC | Cleveland | DUK | Electric Utility | 7 |  | 800 | 800 | 800 | Conventional Steam Coal | BIT | ST | 35.22 | -81.7594
55983 | Luminant Generation Company LLC | 3489 | Eagle Mountain | Map | Map | TX | Tarrant | ERCO | IPP Non-CHP | CT1 |  | 235.5 | 224.9 | 232 | Natural Gas Fired Combined Cycle | NG | CT | 32.9056 | -97.4792
20860 | Wisconsin Public Service Corp | 4072 | Pulliam | Map | Map | WI | Brown | MISO | Electric Utility | GT1 |  | 85 | 74 | 96 | Natural Gas Fired Combustion Turbine | NG | GT | 44.54 | -88.0086
11571 | Manitowoc Public Utilities | 4125 | Manitowoc | Map | Map | WI | Manitowoc | MISO | Electric Utility | 8 |  | 60 | 60 | 60 | Wood/Wood Waste Biomass | WDS | ST | 44.082 | -87.6558
11252 | Louisiana Generating LLC | 6055 | Big Cajun 2 | Map | Map | LA | Pointe Coupee | MISO | IPP Non-CHP | BC24 |  | 730 | 705 | 705 | Conventional Steam Coal | SUB | ST | 30.7261 | -91.3692
14063 | Oklahoma Gas & Electric Co | 6095 | Sooner | Map | Map | OK | Noble | SWPP | Electric Utility | RR1 |  | 950 | 885 | 885 | Conventional Steam Coal | SUB | ST | 36.4531 | -97.0528
17539 | Dominion Energy South Carolina, Inc | 6127 | V C Summer | Map | Map | SC | Fairfield | SCEG | Electric Utility | 2 |  | 1100 | 1100 | 1100 | Nuclear | NUC | ST | 34.2983 | -81.3153
2518 | U S Bureau of Reclamation | 6396 | Black Canyon | Map | Map | ID | Gem | BPAT | Electric Utility | 3 |  | 12.5 | 12.5 | 12.5 | Conventional Hydroelectric | WAT | HY | 43.9305 | -116.4372
10071 | Kauai Island Utility Cooperative | 6474 | Port Allen (HI) | Map | Map | HI | Kauai |  | Electric Utility | BBA9 |  | 6 | 6 | 6 | Batteries | MWH | BA | 21.8996 | -159.585
1615 | Town of Berlin - (MD) | 6565 | Berlin | Map | Map | MD | Worcester | PJM | Electric Utility | 6A |  | 5 | 5 | 5 | Petroleum Liquids | DFO | IC | 38.3278 | -75.2172
15470 | Duke Energy Indiana, LLC | 7228 | NA 1 (IN) |  |  | IN | NOT IN FILE |  | Electric Utility | 1 |  | 318 | 286 | 318 | Natural Gas Fired Combustion Turbine | NG | GT
195 | Alabama Power Co | 7708 | APC1 |  |  | AL |  | SOCO | Electric Utility | 2 |  | 270 | 270 | 270 | Natural Gas Fired Combined Cycle | NG | CC
7140 | Georgia Power Co | 7711 | GPC3 |  |  | GA |  |  | Electric Utility | 1 |  | 660 | 660 | 660 | Natural Gas Fired Combined Cycle | NG | CC
924 | Associated Electric Coop, Inc | 7749 | Essex | Map | Map | MO | Stoddard | AECI | Electric Utility | 2 |  | 108 | 104 | 127 | Natural Gas Fired Combustion Turbine | NG | GT | 36.8682 | -89.8402
11560 | City of Manassas - (VA) | 7797 | Dominion/Lo Mar | Map | Map | VA | Prince William | PJM | Electric Utility | DOM3 |  | 1.8 | 1.6 |  | Petroleum Liquids | DFO | IC | 38.7443 | -77.4974
10393 | PUD No 1 of Klickitat County | 7832 | Roosevelt Biogas 1 | Map | Map | WA | Klickitat | BPAT | Electric Utility | 6 |  | 2.1 |  |  | Landfill Gas | LFG | IC | 45.8015 | -120.1672
12686 | Mississippi Power Co | 7875 | MPC1 |  |  | MS |  |  | Electric Utility | 1 |  | 360 | 360 | 360 | Natural Gas Fired Combustion Turbine | NG | GT
18642 | Tennessee Valley Authority | 7950 | Franklin (TN) | Map | Map | TN | Franklin | TVA | Electric Utility | 1 |  | 170 | 170 | 170 | Natural Gas Fired Combined Cycle | NG | CC | 35.2706 | -86.1394
13809 | NorthWestern Energy - (SD) | 7956 | Future CT | Map | Map | SD | Hyde | MISO | Electric Utility | 1 |  | 28 | 24 | 28 | Natural Gas Fired Combustion Turbine | NG | GT | 44.5225 | -99.4411
4362 | Corn Belt Energy Corporation | 8003 | Prairie Energy | Map | Map | IL | Logan | MISO | Electric Utility | 1 |  | 91 | 82 | 82 | Conventional Steam Coal | BIT | ST | 39.995 | -89.4858
18947 | City of Tipton - (IA) | 8106 | Tipton | Map | Map | IA | Cedar | MISO | Electric Utility | 5A |  | 1.2 | 1.1 | 1.2 | Petroleum Liquids | DFO | IC | 41.7717 | -91.1321
2782 | Terra-Gen Operating Co-Geo | 10681 | Dixie Valley Power Partnership | Map | Map | NV | Churchill | NEVP | IPP Non-CHP | GEN1 |  | 28 | 25 | 25.5 | Geothermal | GEO | ST | 39.9668 | -117.8558
18414 | TES Filer City Station LP | 50835 | TES Filer City Station | Map | Map | MI | Manistee | MISO | IPP CHP | GEN2 |  | 253 | 228 | 253 | Natural Gas Fired Combined Cycle | NG | CT | 44.2173 | -86.2891
64954 | Contango Oil and Gas | 52127 | Elk Basin Gasoline Plant | Map | Map | WY | Park | PACE | Industrial CHP | EMGEN |  | 0.7 | 0.5 | 0.5 | Natural Gas Internal Combustion Engine | NG | IC | 44.9806 | -108.8428
4202 | Phillips 66-Ponca City Refinery | 52188 | Ponca City Refinery | Map | Map | OK | Kay | SWPP | Industrial CHP | G1A |  | 5 | 3 | 3 | Other Gases | OG | ST | 36.688 | -97.088
55510 | Tiverton Power LLC | 55048 | Tiverton Power Plant | Map | Map | RI | Newport | ISNE | IPP Non-CHP | UNT3 |  | 196.6 | 159.4 | 196.6 | Natural Gas Fired Combined Cycle | NG | CT | 41.6422 | -71.1706
15473 | Public Service Co of NM | 55210 | Afton Generating Station | Map | Map | NM | Dona Ana | PNM | Electric Utility | 0003 | CC1 | 177 | 141 | 149 | Natural Gas Fired Combined Cycle | NG | CT | 32.1142 | -106.8465
5302 | AES Ohio Generation LLC | 55384 | Harrod Electric Generating Station | Map | Map | OH | Allen |  | IPP Non-CHP | GT1 |  | 94 | 76 | 94 | Natural Gas Fired Combustion Turbine | NG | GT | 40.7028 | -83.8992
814 | Entergy Arkansas LLC | 55418 | Hot Spring Generating Facility | Map | Map | AR | Hot Spring | MISO | Electric Utility | CT3 |  | 198.9 | 173.8 | 191.5 | Natural Gas Fired Combined Cycle | NG | CT | 34.2976 | -92.8683
56608 | Calpine Mid-Merit LLC | 55524 | York Energy Center | Map | Map | PA | York | PJM | IPP Non-CHP | CTG7 |  | 120 | 120 | 120 | Natural Gas Fired Combined Cycle | NG | CT | 39.7375 | -76.3067
61903 | Stanton Clean Energy LLC | 55821 | Curtis H Stanton Energy Center | Map | Map | FL | Orange | FPC | IPP Non-CHP | BCT |  | 197 | 197 | 197 | Coal Integrated Gasification Combined Cycle | SGC | CT | 28.4882 | -81.1669
10379 | Klamath Generation LLC | 56019 | Klamath | Map | Map | OR | Klamath | BPAT | IPP CHP | CT-1 |  | 169.7 | 162 | 162 | Natural Gas Fired Combined Cycle | NG | CT | 42.1739 | -121.8105
918 | City of Aspen- (CO) | 56566 | Castle Creek Hydroplant | Map | Map | CO | Pitkin | PSCO | Electric Utility | 1 |  | 1.2 | 1.2 | 1.2 | Conventional Hydroelectric | WAT | HY | 39.195 | -106.835
56029 | Fibrowatt LLC | 56816 | FibroCoast | Map | Map | NC | Sampson | CPLE | IPP Non-CHP | FC1 |  | 60 | 55 | 55 | Other Waste Biomass | OBS | ST | 35.1211 | -78.1978
56061 | Reedsport OPT Wave Park LLC | 56906 | Reedsport OPT Wave Park | Map | Map | OR | Douglas | BPAT | IPP Non-CHP | 1 |  | 1.5 | 1.5 | 1.5 | Hydrokinetic | WAT | HB | 43.7825 | -124.2381
58371 | NextEra Blythe Solar Energy Center, LLC | 57273 | Blythe Solar Power Project | Map | Map | CA | Riverside | CISO | IPP Non-CHP | 1 |  | 125 |  |  | Solar Thermal without Energy Storage | SUN | ST | 33.6725 | -114.75
58371 | NextEra Blythe Solar Energy Center, LLC | 57273 | Blythe Solar Power Project | Map | Map | CA | Riverside | CISO | IPP Non-CHP | 2 |  | 125 |  |  | Solar Thermal without Energy Storage | SUN | ST | 33.6725 | -114.75
56640 | Rice Solar Energy LLC | 57276 | Rice Solar Energy | Map | Map | CA | Riverside | WALC | Commercial Non-CHP | RSE1 |  | 170 | 150 | 150 | Solar Thermal with Energy Storage | SUN | CP | 34.0658 | -114.8153
56625 | Flat Water Wind Farm LLC | 57283 | Flat Water Wind Farm LLC | Map | Map | NE | Richardson | SWPP | IPP Non-CHP | WTG2 |  | 6.9 | 6.9 | 6.9 | Onshore Wind Turbine | WND | WT | 40.0011 | -95.9289
56963 | Beaver Wood Energy Fair Haven, LLC | 57634 | Beaver Wood Energy Fair Haven, LLC | Map | Map | VT | Rutland | ISNE | IPP CHP | GEN1 |  | 34 | 29.5 | 30 | Other Waste Biomass | OBS | ST | 43.5914 | -73.2917
57031 | Beacon Power LLC | 58291 | Tehachapi Spindle | Map | Map | CA | Kern | CISO | IPP Non-CHP | TS1 |  | 20 | 20 | 20 | Flywheels | MWH | FW | 35.0461 | -118.1947
58757 | Wheelabrator Frederick, LLC | 58875 | Frederick-Carroll County Renewable Waste | Map | Map | MD | Frederick | PJM | IPP Non-CHP | GEN1 |  | 56 | 47 | 51 | Municipal Solid Waste | MSW | ST | 39.3592 | -77.4153
58804 | Lake Erie Energy Development Corp | 58941 | Icebreaker Offshore Wind Farm | Map | Map | OH | Cuyahoga | PJM | IPP Non-CHP | WTG1 |  | 3.4 | 3.4 | 3.4 | Offshore Wind Turbine | WND | WS | 41.6058 | -81.8058
58881 | Apex Bethel Energy Center | 59048 | Apex Bethel Energy Center | Map | Map | TX | Anderson | ERCO | IPP Non-CHP | ABEC1 |  | 158.5 | 158.5 | 158.5 | Natural Gas with Compressed Air Storage | NG | CE | 31.8878 | -95.9133
59111 | Crawford Renewable Energy, LLC | 59307 | Crawford Renewable Energy - Meadville Po | Map | Map | PA | Crawford | PJM | IPP Non-CHP | MPS |  | 99.5 | 93.5 | 93.5 | All Other | TDF | ST | 41.5292 | -80.2336
59194 | Purdys Run Energy, LLC | 59419 | Purdys Run Energy, LLC | Map | Map | WV | Marion | PJM | IPP Non-CHP | GEN1 |  | 4.4 | 4.2 | 4.2 | Natural Gas Internal Combustion Engine | NG | IC | 39.4353 | -80.2467
56215 | Big Sky Wind, LLC | 59756 | Mud Springs Wind Project, LLC | Map | Map | MT | Carbon | PACE | IPP Non-CHP | 1 |  | 80 | 80 | 80 | Onshore Wind Turbine | WND | WT | 45.1144 | -108.6634
64406 | NextEra Energy Garrison Butte Wind, LLC | 60066 | Garrison Butte Wind, LLC | Map | Map | ND | Mercer | MISO | IPP Non-CHP | GEN |  | 150 | 150 | 150 | Onshore Wind Turbine | WND | WT | 47.4532 | -101.6487
59997 | Customized Energy Solutions | 60216 | ESS Lewes | Map | Map | DE | Sussex | PJM | IPP Non-CHP | ESSLS |  | 8 | 8 |  | Batteries | MWH | BA | 38.7711 | -75.1375
60953 | Farmingdale Fuel Cell, LLC | 61317 | Farmingdale Fuel Cell | Map | Map | NY | Nassau | NYIS | IPP Non-CHP | MB-21 |  | 1.4 | 1.4 | 1.4 | Other Natural Gas | NG | FC | 40.7425 | -73.4136
64074 | Freepoint Solar LLC | 64474 | Claremont Solar | Map | Map | NH | Sullivan | ISNE | IPP Non-CHP | 1 |  | 20 | 20 | 20 | Solar Photovoltaic | SUN | PV | 43.4185 | -72.3659
60025 | Greenbacker Renewable Energy Corporation | 65226 | Madison Solar 1 LLC | Map | Map | DC | District of Columbia | PJM | IPP Non-CHP | 468 |  | 1.2 | 1.2 | 1.2 | Solar Photovoltaic | SUN | PV | 38.8211 | -77.0099
61978 | Convergent Energy and Power LP | 66644 | Convergent Coamo Energy Storage 1 LLC | Map | Map | PR |  | NA | IPP Non-CHP | COBA1 |  | 55 | 55 | 55 | Batteries | MWH | BA | 18.0531 | -66.3798
66508 | Moonlight Flats Solar Power, LLC | 67951 | Moonlight Flats Solar Power 2 | Map | Map | PA | Clearfield | PJM | IPP Non-CHP | MFS2 |  | 126.5 |  |  | Solar Photovoltaic | SUN | PV | 41.1119 | -78.1498
67291 | SV CSG Prophetstown 1, LLC | 69162 | SV CSG Prophetstown 1 | Map | Map | IL | Whiteside | PJM | IPP Non-CHP | PROPT |  | 4 | 4 | 4 | Solar Photovoltaic | SUN | PV | 41.6651 | -89.9565
NOTES: Capacity from facilities with a total generator nameplate capacity less than 1 MW are excluded from this report. This exclusion may represent a significant portion of capacity for some technologies such as solar photovoltaic generation. Links to Google Map and Bing Map were set up to connect to these sites at the time of publication of this inventory. The links may may not properly function if these sites update their protocl for accessing maps. Sources: U.S. Energy Information Administration, Form EIA-860, 'Annual Electric Generator Report' and Form EIA-860M, 'Monthly Update to the Annual Electric Generator Report.'

## Operating_PR
Inventory of Operating Generators as of September 2026 - Puerto Rico
Entity ID | Entity Name | Plant ID | Plant Name | Google Map | Bing Map | Plant State | County | Balancing Authority Code | Sector | Generator ID | Unit Code | Nameplate Capacity (MW) | Net Summer Capacity (MW) | Net Winter Capacity (MW) | Technology | Energy Source Code | Prime Mover Code | Operating Month | Operating Year | Planned Retirement Month | Planned Retirement Year | Status | Nameplate Energy Capacity (MWh) | DC Net Capacity (MW) | Planned Derate Year | Planned Derate Month | Planned Derate of Summer Capacity (MW) | Planned Uprate Year | Planned Uprate Month | Planned Uprate of Summer Capacity (MW) | Planned Repower Year | Planned Repower Month | Other Modification Year | Other Modification Month | Latitude | Longitude
56545 | Pattern Operators LP | 61014 | Pattern Santa Isabel LLC | Map | Map | PR | Santa Isabel | NA | IPP Non-CHP | 1 |  | 101.2 | 75 | 75 | Onshore Wind Turbine | WND | WT | 11 | 2012 |  |  | (OP) Operating | [12 empty] | 17.9717 | -66.3932
60671 | EcoElectrica LP | 61034 | EcoElectrica | Map | Map | PR | Penuelas | NA | Industrial CHP | CT1 | CT1 | 183 | 187 | 187 | Natural Gas Fired Combined Cycle | NG | CT | 9 | 2018 |  |  | (OP) Operating | [12 empty] | 17.981 | -66.7554
60671 | EcoElectrica LP | 61034 | EcoElectrica | Map | Map | PR | Penuelas | NA | Industrial CHP | CT2 | CT2 | 183 | 183 | 183 | Natural Gas Fired Combined Cycle | NG | CT | 3 | 2000 |  |  | (OP) Operating | [12 empty] | 17.981 | -66.7554

## Planned_PR
Inventory of Planned Generators as of September 2026 - Puerto Rico
Entity ID | Entity Name | Plant ID | Plant Name | Google Map | Bing Map | Plant State | County | Balancing Authority Code | Sector | Generator ID | Unit Code | Nameplate Capacity (MW) | Net Summer Capacity (MW) | Net Winter Capacity (MW) | Technology | Energy Source Code | Prime Mover Code | Planned Operation Month | Planned Operation Year | Status | Latitude | Longitude
65563 | SRI Solar 4, LLC | 66515 | PR Bayamon Ave Zaya Verde | Map | Map | PR |  | NA | IPP Non-CHP | 19639 |  | 2 | 2 | 2 | Solar Photovoltaic | SUN | PV | 11 | 2026 | (V) Under construction, more than 50 percent complete | 18.3995 | -66.1803
65563 | SRI Solar 4, LLC | 66515 | PR Bayamon Ave Zaya Verde | Map | Map | PR |  | NA | IPP Non-CHP | B9639 |  | 0.2 | 0.2 | 0.2 | Batteries | MWH | BA | 11 | 2026 | (V) Under construction, more than 50 percent complete | 18.3995 | -66.1803
60754 | Fonroche Energy America, Inc. | 61133 | Humacao Solar Project, LLC | Map | Map | PR | Humacao | NA | IPP Non-CHP | SSO01 |  | 20 | 20 | 20 | Solar Photovoltaic | SUN | PV | 3 | 2027 | (TS) Construction complete, but not yet in commercial operation | 18.1346 | -65.8223

## Retired_PR
Inventory of Retired Generators as of September 2026 - Puerto Rico
Entity ID | Entity Name | Plant ID | Plant Name | Google Map | Bing Map | Plant State | County | Balancing Authority Code | Sector | Generator ID | Unit Code | Nameplate Capacity (MW) | Net Summer Capacity (MW) | Net Winter Capacity (MW) | Technology | Energy Source Code | Prime Mover Code | Operating Month | Operating Year | Retirement Month | Retirement Year | Nameplate Energy Capacity (MWh) | DC Net Capacity (MW) | Latitude | Longitude
65229 | Bacardi Corporation | 66096 | Bacardi Catano Plant | Map | Map | PR | Catano | NA | Industrial CHP | 67P1 |  | 0.2 | 0.2 | 0.2 | Petroleum Liquids | DFO | IC | 9 | 1995 | 4 | 2025 |  |  | 18.4541 | -66.1435
65229 | Bacardi Corporation | 66096 | Bacardi Catano Plant | Map | Map | PR | Catano | NA | Industrial CHP | 67P2 |  | 0.3 | 0.3 | 0.3 | Petroleum Liquids | DFO | IC | 9 | 1996 | 4 | 2025 |  |  | 18.4541 | -66.1435
65229 | Bacardi Corporation | 66096 | Bacardi Catano Plant | Map | Map | PR | Catano | NA | Industrial CHP | 67P4 |  | 0.3 | 0.3 | 0.3 | Petroleum Liquids | DFO | IC | 9 | 1998 | 4 | 2025 |  |  | 18.4541 | -66.1435